## equipment
summary table for partners
Request ID | company (beneficiary) | equipment type: gas electric .... | name of equipment | components | characteristics | url where to buy | provider | type of units (units of measurement) | units | delivery time (TO) | status: not purchased on the road received | comments / notes
r_42795490_1 | GAS TSO OF UKRAINE LLC | Gas | Larsen tongue with installation equipment |  | https://www.shutterstock.com/image-photo/worker-helmet-sets-spacing-belt-pit-1533693182https://drive.google.com/file/d/1Zr7K5VXFQTDkntpcxS_6L9AFq25Q43cX/view?usp=sharing https://drive.google.com/file/d/10NBIygTBSIo6EsBPczJM3gLR-oAwsFaj/view?usp=sharing https://drive.google.com/file/d/1qpE2SSHHFeV0bjvyMtVx_H-eznP |  |  | mr | 60
r_42795490_2 | GAS TSO OF UKRAINE LLC | Gas | Locking rubber bullet for pipeline |  |  |  |  | piece
r_42795490_3 | GAS TSO OF UKRAINE LLC | Gas | Emergency kit STOPKIT (for elimination of leakages under pressure) DN100 |  | For application on pipelines in order to eliminate leakages under pressure up to 75 kgf / cm2 and at a temperature of -20 to +80 degrees Celsiushttps://drive.google.com/file/d/10X5OWPQM9zKCT4afT5Ot7-5rsDts67j-/view?usp=sharing https://www.3xeng.com | Emergency kit STOPKIT (for elimination of leakages under pressure) DN100 |  | piece | 5
r_42795490_3 | GAS TSO OF UKRAINE LLC | Gas | Emergency kit STOPKIT (for elimination of leakages under pressure) DN150 |  | see above | Emergency kit STOPKIT (for elimination of leakages under pressure) DN150 |  | piece | 5
r_42795490_3 | GAS TSO OF UKRAINE LLC | Gas | Emergency kit STOPKIT (for elimination of leakages under pressure) DN200 |  | see above | Emergency kit STOPKIT (for elimination of leakages under pressure) DN200 |  | piece | 5
r_42795490_3 | GAS TSO OF UKRAINE LLC | Gas | Emergency kit STOPKIT (for elimination of leakages under pressure) DN250 |  | see above | Emergency kit STOPKIT (for elimination of leakages under pressure) DN250 |  | piece | 5
r_42795490_3 | GAS TSO OF UKRAINE LLC | Gas | Emergency kit STOPKIT (for elimination of leakages under pressure) DN300 |  | see above | Emergency kit STOPKIT (for elimination of leakages under pressure) DN300 |  | piece | 5
r_42795490_3 | GAS TSO OF UKRAINE LLC | Gas | Emergency kit STOPKIT (for elimination of leakages under pressure) DN350 |  | see above | Emergency kit STOPKIT (for elimination of leakages under pressure) DN350 |  | piece | 5
r_42795490_3 | GAS TSO OF UKRAINE LLC | Gas | Emergency kit STOPKIT (for elimination of leakages under pressure) DN400 |  | see above | Emergency kit STOPKIT (for elimination of leakages under pressure) DN400 |  | piece | 5
r_42795490_3 | GAS TSO OF UKRAINE LLC | Gas | Emergency kit STOPKIT (for elimination of leakages under pressure) DN500 |  | see above | Emergency kit STOPKIT (for elimination of leakages under pressure) DN500 |  | piece | 5
r_42795490_3 | GAS TSO OF UKRAINE LLC | Gas | Emergency kit STOPKIT (for elimination of leakages under pressure) DN700 |  | see above | Emergency kit STOPKIT (for elimination of leakages under pressure) DN700 |  | piece | 5
r_42795490_3 | GAS TSO OF UKRAINE LLC | Gas | Emergency kit STOPKIT (for elimination of leakages under pressure) DN800 |  | see above | Emergency kit STOPKIT (for elimination of leakages under pressure) DN800 |  | piece | 5
r_42795490_3 | GAS TSO OF UKRAINE LLC | Gas | Emergency kit STOPKIT (for elimination of leakages under pressure) DN1000 |  | see above | Emergency kit STOPKIT (for elimination of leakages under pressure) DN1000 |  | piece | 5
r_42795490_3 | GAS TSO OF UKRAINE LLC | Gas | Emergency kit STOPKIT (for elimination of leakages under pressure) DN1200 |  | see above | Emergency kit STOPKIT (for elimination of leakages under pressure) DN1200 |  | piece | 5
r_42795490_3 | GAS TSO OF UKRAINE LLC | Gas | Emergency kit STOPKIT (for elimination of leakages under pressure) DN1400 |  | see above | Emergency kit STOPKIT (for elimination of leakages under pressure) DN1400 |  | piece | 5
r_42795490_3 | GAS TSO OF UKRAINE LLC | Gas | Emergency coupling (repair coupling, repair clamp) DN350 |  | Temporary equipment for sealing of a place of a leakage, which is applied on pipelines that haveworking pressure up to 75 kgf / cm2 https://drive.google.com/file/d/1mAbiPQ2EjLksMyx01BuE7udc2ijwLDEA/view?usp=sharinghttps://romacon.ru/wp-content/uploads/2020/05/petro.pdf | Emergency coupling (repair coupling, repair clamp) DN350 |  | piece | 3
r_42795490_3 | GAS TSO OF UKRAINE LLC | Gas | Emergency coupling (repair coupling, repair clamp) DN400 |  | see above | Emergency coupling (repair coupling, repair clamp) DN400 |  | piece | 3
r_42795490_3 | GAS TSO OF UKRAINE LLC | Gas | Emergency coupling (repair coupling, repair clamp) DN500 |  | see above | Emergency coupling (repair coupling, repair clamp) DN500 |  | piece | 3
r_42795490_3 | GAS TSO OF UKRAINE LLC | Gas | Emergency coupling (repair coupling, repair clamp) DN700 |  | see above | Emergency coupling (repair coupling, repair clamp) DN700 |  | piece | 3
r_42795490_3 | GAS TSO OF UKRAINE LLC | Gas | Emergency coupling (repair coupling, repair clamp) DN800 |  | see above | Emergency coupling (repair coupling, repair clamp) DN800 |  | piece | 3
r_42795490_3 | GAS TSO OF UKRAINE LLC | Gas | Emergency coupling (repair coupling, repair clamp) DN1000 |  | see above | Emergency coupling (repair coupling, repair clamp) DN1000 |  | piece | 3
r_42795490_3 | GAS TSO OF UKRAINE LLC | Gas | Emergency coupling (repair coupling, repair clamp) DN1200 |  | see above | Emergency coupling (repair coupling, repair clamp) DN1200 |  | piece | 3
r_42795490_3 | GAS TSO OF UKRAINE LLC | Gas | Emergency coupling (repair coupling, repair clamp) DN1400 |  | see above | Emergency coupling (repair coupling, repair clamp) DN1400 |  | piece | 3
r_42795490_4 | GAS TSO OF UKRAINE LLC | Gas | Machine for plasma cutting of pipes | Plasma cutting machine | Cutting thickness (low carbon steel) not less than 30 mm, voltage 380 V |  |  | piece | 30
r_42795490_4 | GAS TSO OF UKRAINE LLC | Gas | Machine for plasma cutting of pipes | Air compressor | Productivity (air) - not less than 300 l / min, working pressure (air) - not less than 8 bar, supply voltage - 380V or 220V |  |  | piece | 30 |  |  | see in detail in "equipment_detailed"
r_42795490_4 | GAS TSO OF UKRAINE LLC | Gas | Machine for plasma cutting of pipes | Orbital plasma cutting machine for cutting pipes | For cutting pipes with diameter 457-1524 mm, supply voltage - not higher than 36V (adapter 220V) |  |  | piece | 30 |  |  | see in detail in "equipment_detailed"
r_42795490_4 | GAS TSO OF UKRAINE LLC | Gas | Machine for plasma cutting of pipes | Diesel generator 380V or 220V, 12-13 kWA |  |  |  | piece | 30
r_42795490_5 | GAS TSO OF UKRAINE LLC | Gas | Welding electrodes 2.5mm |  |  |  | Böhler Fox EV50; OK 5370; Kobelco LB | kg | 2500
r_42795490_5 | GAS TSO OF UKRAINE LLC | Gas | Welding electrodes 3.2 mm |  |  |  | same | kg | 4000
r_42795490_5 | GAS TSO OF UKRAINE LLC | Gas | Welding electrodes 4.0 mm |  |  |  | same | kg | 6500
r_42795490_5 | GAS TSO OF UKRAINE LLC | Gas | Welding electrodes Kessel 5520 Mod 4.0 mm |  |  |  | same | kg | 4500
r_42795490_6 | GAS TSO OF UKRAINE LLC | Gas | Mobile nitrogen compressor station |  | https://drive.google.com/file/d/1XGtzSxwv1BHVYBlorPypsDj4SefCXyTU/view?usp=sharing 1. Purpose: To obtain explosion proof gas mixture from the atmosphere; 2. Produced based on the reciprocating and / or screw compressor and a diesel drive with a gas distribution unit based on hollow fibrous polymer membranes; 3. Volumetric productivity on nitrogen mix - not less than 25nm3 / min .; 4. Final / nominal excess pressure not less / not more - 0,8 / 2,5 (8/25) MPa (kgf / cm2) |  |  | piece | 2
r_42795490_7 | GAS TSO OF UKRAINE LLC | Gas | Equipment for cutting a section of pipelines under pressure DN700 |  | Purpose: To cut a section of the pipeline under pressure Equipment for mounting on pipelines http://www.aau.com.ua/ru/assets/content/documents/docs/%D0%9E%D0%B1%D0%BE % D1% 80% D1% 83% D0% B4% D0% BE% D0% B2% D0% B0% D0% BD% D0% B8% D0% B5% 20STOPPLE.pdf https://drive.google.com/ file / d / 1BRYl_l312NaxpNhQRu1YvkYQcuPQpiFT / view? usp = sharing | Equipment for cutting a section of pipelines under pressure DN700 |  | piece | 1 |  |  | Purpose: To cut a section of the pipeline under pressure complete with additional latches and plugs - 10 pieces
r_42795490_7 | GAS TSO OF UKRAINE LLC | Gas | Equipment for cutting a section of pipelines under pressure DN1000 |  | see above | Equipment for cutting a section of pipelines under pressure DN1000 |  | piece | 1 |  |  | same
r_42795490_7 | GAS TSO OF UKRAINE LLC | Gas | Equipment for cutting a section of pipelines under pressure DN1200 |  | see above | Equipment for cutting a section of pipelines under pressure DN1200 |  | piece | 1 |  |  | same
r_42795490_7 | GAS TSO OF UKRAINE LLC | Gas | Equipment for cutting a section of pipelines under pressure DN1400 |  | see above | Equipment for cutting a section of pipelines under pressure DN1400 |  | piece | 1 |  |  | same
r_42795490_8 | GAS TSO OF UKRAINE LLC | Gas | Mobile lighting tower |  | Available in 3 models depending on the light output required: 30W: 7200 lumens - Two heads 50W: 12,000 lumens - Two heads 100W: 24,000 lumens - Two heads • Strong die-cast aluminum casing with stainless steel fitting • Strong die-cast aluminum casing with stainless steel fitting • Designed for industrial applications • Toughened glass lens • IP65 Rated • Slim design • Double light head supplied with 2.2m tripod flat | http://s-status.com.ua/ua/osvitlyuvalni-obladnannya/osvitlyuvalna-machta-solaris-megastar-lite.htmlhttp://www.xdmast.com/product/LightingMast/2019-07-17/179.html https://nightsearcher.co.uk/en/category/site-lights/product/linkstar-twin.html |  | piece | 40
r_42795490_9 | GAS TSO OF UKRAINE LLC | Gas | Lifting airbags with a set of equipment |  | Load capacity - not less than 67 tonnes Lifting height - not less than 500mm Dimentions - 950x950https://drive.google.com/file/d/1RrVXSz-IejBnIeDbWdh_wZYduOKzPOj8/view?usp=sharing | https://vetter.de/branchenloesungen/notfallpneumatik/hebekissen/s.-tec-12-lifting-bags-12-bar/ |  | piece | 30
r_42795490_10 | GAS TSO OF UKRAINE LLC | Gas | Two-chain external skid DEOVALIZER DN400 |  | https://drive.google.com/file/d/1QbYycI9tk-Xfy8EQLrXJqQxqTB7Dcd2o/view?usp=sharing | https://svartech.com.ua/g40719508-tsentrator-dvumya-tsepyami |  | piece | 26
r_42795490_10 | GAS TSO OF UKRAINE LLC | Gas | Two-chain external skid DEOVALIZER DN500 |  | see above | https://svartech.com.ua/g40719508-tsentrator-dvumya-tsepyami |  | piece | 26
r_42795490_10 | GAS TSO OF UKRAINE LLC | Gas | Two-chain external skid DEOVALIZER DN700 |  | see above | https://svartech.com.ua/g40719508-tsentrator-dvumya-tsepyami |  | piece | 26
r_42795490_10 | GAS TSO OF UKRAINE LLC | Gas | Two-chain external skid DEOVALIZER DN800 |  | see above | https://svartech.com.ua/g40719508-tsentrator-dvumya-tsepyami |  | piece | 26
r_42795490_10 | GAS TSO OF UKRAINE LLC | Gas | Two-chain external skid DEOVALIZER DN1000 |  | see above | https://svartech.com.ua/g40719508-tsentrator-dvumya-tsepyami |  | piece | 26
r_42795490_10 | GAS TSO OF UKRAINE LLC | Gas | Two-chain external skid DEOVALIZER DN1200 |  | see above | https://svartech.com.ua/g40719508-tsentrator-dvumya-tsepyami |  | piece | 26
r_42795490_10 | GAS TSO OF UKRAINE LLC | Gas | Two-chain external skid DEOVALIZER DN1400 |  | see above | https://svartech.com.ua/g40719508-tsentrator-dvumya-tsepyami |  | piece | 26
r_42795490_11 | GAS TSO OF UKRAINE LLC | Gas | Single-chain external skid DEOVALIZER with two support screws DN400 |  | https://drive.google.com/file/d/1zH-8Jm7BONQVhDulBIpA0W_ux4v2B3eB/view?usp=sharing |  |  | piece | 26
r_42795490_11 | GAS TSO OF UKRAINE LLC | Gas | Single-chain external skid DEOVALIZER with two support screws DN500 |  | see above |  |  | piece | 26
r_42795490_11 | GAS TSO OF UKRAINE LLC | Gas | Single-chain external skid DEOVALIZER with two support screws DN700 |  | see above |  |  | piece | 26
r_42795490_11 | GAS TSO OF UKRAINE LLC | Gas | Single-chain external skid DEOVALIZER with two support screws DN800 |  | see above |  |  | piece | 26
r_42795490_11 | GAS TSO OF UKRAINE LLC | Gas | Single-chain external skid DEOVALIZER with two support screws DN1000 |  | see above |  |  | piece | 26
r_42795490_11 | GAS TSO OF UKRAINE LLC | Gas | Single-chain external skid DEOVALIZER with two support screws DN1200 |  | see above |  |  | piece | 26
r_42795490_11 | GAS TSO OF UKRAINE LLC | Gas | Single-chain external skid DEOVALIZER with two support screws DN1400 |  | see above |  |  | piece | 26
r_42795490_12 | GAS TSO OF UKRAINE LLC | Gas | Gas standby generator 8kw |  | standby generator (gas-based) 8kwhttps://drive.google.com/file/d/12x1aoLS9uJRItxfYR6kC2t8Se22M1rks/view?usp=sharing | https://220volt.com.ua/generator-gazovij-generac-6269-8kw/ |  | piece | 20
r_42795490_13 | GAS TSO OF UKRAINE LLC | Gas | Hot tapping machine |  | The equipment used to make hot taps in pipelines under pressure, without stopping gas transportation, for the connection of the outlet gas pipelines via a full-bore ball valve to the main gas pipeline. Outer diameter of the mail gas pipeline, mm: from 159 to 1420 Wall thickness of the main gas pipeline, mm: from 6 to 32 Maximum operating pressure at which the main gas pipeline to be inserted, kgf / cm²: 75 Specifications of ENR GENERAL MACHINING E320 (model being in use already) Insertion range (tap range) .......... 3 ”- 20” (76.2mm - 508mm) Boring rod distance (bar travel) .... 66 ” 1676.4 mm) Approximate weight ..... 580lbs (264kg) Diesel engine Hydraulic pump Illustration: https://drive.google.com/file/d/1rVsGSOaw82PQLFE6FpPbNGnsyaaEEjLS/view?usp=sharing |  |  | piece | 2
r_42795490_14 | GAS TSO OF UKRAINE LLC | Gas | Mobile compressor installation |  | 1. Purpose: this installation is used for pumping natural gas. It is mounted on the chassis of 8x8 wheeled car or on the chassis of a semi-trailer equipped with a 6x6 wheeled car tractor; 2. Productivity: - at an inlet excess pressure of 55 bar - not less than 57 000 nm³ / h; - at an inlet excess pressure of 3 bar - not less than 1,000 nm³ / h; 3. Inlet pressure - 3-55 bar : illustraion:https://drive.google.com/file/d/1O0aMit-ULMsW6NuyWEgZkdRNYuQyJ9n6/view?usp=sharing |  |  | piece | 1
r_42795490_15 | GAS TSO OF UKRAINE LLC | Gas | Water-lowering installation |  | Diesel-powered water-lowering installation with additional equipment should reduce vertical or horizontal water level in soils of different categories and with different degrees of water saturation, should have capability of self-suction and pumping of water and mixture of water and air during execution of local repairs of main pipelines, in order to ensure safe operation. |  |  | piece | 2
r_42795490_16 | GAS TSO OF UKRAINE LLC | Gas | Mobile automatic gas distribution station (pressure reducing station) Productivity of 3000 m3 / hr inlet pressure of 75 bar and outlet pressure of 3-12 bar |  | To provide gas supply to consumers during emergency recovery works at the district gas distribution systems. Illustration: https://drive.google.com/file/d/12N3JqJcxgJROpSlT2yEN62keCNjQTCZh/view?usp=sharing |  | Pietro Fiorentini, Valveitalia. Tartarini or analogues | piece | 4
r_42795490_16 | GAS TSO OF UKRAINE LLC | Gas | Mobile automatic gas distribution station (pressure reducing station) Productivity of 5000 m3 / hr inlet pressure of 75 bar and outlet pressure of 3-12 bar |  | see above |  | same | piece | 4
r_42795490_16 | GAS TSO OF UKRAINE LLC | Gas | Mobile automatic gas distribution station (pressure reducing station) Productivity of 10000 m3 / hr inlet pressure of 75 bar and outlet pressure of 3-12 bar |  | see above |  | same | piece | 4
r_42795490_16 | GAS TSO OF UKRAINE LLC | Gas | Mobile automatic gas distribution station (pressure reducing station) Productivity of 30000 m3 / hr inlet pressure of 75 bar and outlet pressure of 3-12 bar |  | see above |  | same | piece | 4
r_22815333_1 | CHERNIHIVOBLENERHO PJSC | Electricity | Wire AS-50 |  |  |  |  | tone | 10
r_22815333_2 | CHERNIHIVOBLENERHO PJSC | Electricity | Insulator PS-70 |  |  |  |  | piece | 600
r_22815333_3 | CHERNIHIVOBLENERHO PJSC | Electricity | Insulator PS-120 |  |  |  |  | piece | 180
r_22815333_4 | CHERNIHIVOBLENERHO PJSC | Electricity | Insulator PS-240 |  |  |  |  | piece | 60
r_22815333_5 | CHERNIHIVOBLENERHO PJSC | Electricity | Insulator SHF-20 |  |  |  |  | piece | 1800
r_22815333_6 | CHERNIHIVOBLENERHO PJSC | Electricity | Clamp SOAS-50-3 |  |  |  |  | piece | 90
r_22815333_7 | CHERNIHIVOBLENERHO PJSC | Electricity | Clamp SOAS-95-3 |  |  |  |  | piece | 15
r_22815333_8 | CHERNIHIVOBLENERHO PJSC | Electricity | Clamp SOAS-120 |  |  |  |  | piece | 15
r_22815333_9 | CHERNIHIVOBLENERHO PJSC | Electricity | Clamp SOAS-185 |  |  |  |  | piece | 10
r_22815333_10 | CHERNIHIVOBLENERHO PJSC | Electricity | Supports SV-10.5 |  |  |  |  | piece | 112
r_22815333_11 | CHERNIHIVOBLENERHO PJSC | Electricity | Supports CV-9.5 |  |  |  |  | piece | 455
r_22815333_12 | CHERNIHIVOBLENERHO PJSC | Electricity | Traverse TM-1 |  |  |  |  | piece | 100
r_22815333_13 | CHERNIHIVOBLENERHO PJSC | Electricity | Traverse TM-6 |  |  |  |  | piece | 20
r_22815333_14 | CHERNIHIVOBLENERHO PJSC | Electricity | Header OG-2 |  |  |  |  | piece | 20
r_22815333_15 | CHERNIHIVOBLENERHO PJSC | Electricity | Coupling fittings |  |  |  |  | set | 150
r_22815333_16 | CHERNIHIVOBLENERHO PJSC | Electricity | Cable ASxSn-4x50 |  |  |  |  | km | 8
r_22815333_17 | CHERNIHIVOBLENERHO PJSC | Electricity | Cable ASxSn-4x70 |  |  |  |  | km | 6
r_22815333_18 | CHERNIHIVOBLENERHO PJSC | Electricity | Cable ASxSn-4x95 |  |  |  |  | km | 4
r_22815333_19 | CHERNIHIVOBLENERHO PJSC | Electricity | Clamp GUKo 1 |  |  |  |  | piece | 300
r_22815333_20 | CHERNIHIVOBLENERHO PJSC | Electricity | Clamp GUKo 2 |  |  |  |  | piece | 50
r_22815333_21 | CHERNIHIVOBLENERHO PJSC | Electricity | Clamp PSP 120 |  |  |  |  | piece | 300
r_22815333_22 | CHERNIHIVOBLENERHO PJSC | Electricity | Cable AVVG 4x120 |  |  |  |  | km | 1
r_22815333_23 | CHERNIHIVOBLENERHO PJSC | Electricity | Mobile complete transformer substation KTP-S-100/6 (10) /0.4-U1 with transformer TM-100/10 |  |  |  |  | piece | 3
r_22815333_24 | CHERNIHIVOBLENERHO PJSC | Electricity | Mobile complete transformer substation PKTP-160/6 (10) / 0,4-U1 |  |  |  |  | piece | 2
r_31443937_1 | LUHANSKE ENERHETYCHNE OBYEDNANNIA LLC | Electricity | KTP case (Complete transformer substation) assembled |  |  |  |  | piece | 300
r_31443937_2 | LUHANSKE ENERHETYCHNE OBYEDNANNIA LLC | Electricity | Transformer oil VG |  |  |  |  | tone | 80
r_31443937_3 | LUHANSKE ENERHETYCHNE OBYEDNANNIA LLC | Electricity | reinforced concrete SV- 10.5-3.6 |  |  |  |  | piece | 150
r_31443937_4 | LUHANSKE ENERHETYCHNE OBYEDNANNIA LLC | Electricity | Rack reinforced concrete SV-9.5 |  |  |  |  | piece | 300
r_31443937_5 | LUHANSKE ENERHETYCHNE OBYEDNANNIA LLC | Electricity | RLND 10/630 disconnector with PR |  |  |  |  | piece | 500
r_31443937_6 | LUHANSKE ENERHETYCHNE OBYEDNANNIA LLC | Electricity | RNDZ-35/1000 disconnector |  |  |  |  | piece | 50
r_31443937_7 | LUHANSKE ENERHETYCHNE OBYEDNANNIA LLC | Electricity | Porcelain pin insulator ShF-20 |  |  |  |  | piece | 300
r_31443937_8 | LUHANSKE ENERHETYCHNE OBYEDNANNIA LLC | Electricity | Porcelain pin insulator TF-10 |  |  |  |  | piece | 1000
r_31443937_9 | LUHANSKE ENERHETYCHNE OBYEDNANNIA LLC | Electricity | Basic IO-110 insulator |  |  |  |  | piece | 100
r_31443937_10 | LUHANSKE ENERHETYCHNE OBYEDNANNIA LLC | Electricity | Basic IO-35 insulator |  |  |  |  | piece | 150
r_31443937_11 | LUHANSKE ENERHETYCHNE OBYEDNANNIA LLC | Electricity | Insulator basic IO-10 |  |  |  |  | piece | 300
r_31443937_12 | LUHANSKE ENERHETYCHNE OBYEDNANNIA LLC | Electricity | Wire AC 50 / 8.0 |  |  |  |  | tone | 10
r_31443937_13 | LUHANSKE ENERHETYCHNE OBYEDNANNIA LLC | Electricity | Wire AC 35 / 6.2 |  |  |  |  | tone | 10
r_31443937_14 | LUHANSKE ENERHETYCHNE OBYEDNANNIA LLC | Electricity | Wires ASxSn 4x50 |  |  |  |  | km | 5
r_31443937_15 | LUHANSKE ENERHETYCHNE OBYEDNANNIA LLC | Electricity | Wires ASxSn 4x35 |  |  |  |  | km | 5
r_31443937_16 | LUHANSKE ENERHETYCHNE OBYEDNANNIA LLC | Electricity | Rod iron 6.5 mm |  |  |  |  | tone | 10
r_31443937_17 | LUHANSKE ENERHETYCHNE OBYEDNANNIA LLC | Electricity | SLIP 12.1 clamp |  |  |  |  | pcs | 300
r_31443937_18 | LUHANSKE ENERHETYCHNE OBYEDNANNIA LLC | Electricity | Clamp SO 158.1 |  |  |  |  | pcs | 1000
r_31443937_19 | LUHANSKE ENERHETYCHNE OBYEDNANNIA LLC | Electricity | Clamp SO 157.1 |  |  |  |  | pcs | 1000
r_31443937_20 | LUHANSKE ENERHETYCHNE OBYEDNANNIA LLC | Electricity | Clamp SO234S |  |  |  |  | pcs | 300
r_31443937_21 | LUHANSKE ENERHETYCHNE OBYEDNANNIA LLC | Electricity | Clamp SO 130 |  |  |  |  | pcs | 300
r_31443937_22 | LUHANSKE ENERHETYCHNE OBYEDNANNIA LLC | Electricity | Clamp plate PA 1-1 |  |  |  |  | piece | 10000
r_31443937_23 | LUHANSKE ENERHETYCHNE OBYEDNANNIA LLC | Electricity | Clamp spot PS 1-1 |  |  |  |  | piece | 10000
r_31443937_24 | LUHANSKE ENERHETYCHNE OBYEDNANNIA LLC | Electricity | Clamp A4A- 185 |  |  |  |  | pcs | 100
r_31443937_25 | LUHANSKE ENERHETYCHNE OBYEDNANNIA LLC | Electricity | Clamp A4A-150 |  |  |  |  | piece | 100
r_31443937_26 | LUHANSKE ENERHETYCHNE OBYEDNANNIA LLC | Electricity | Clamp A4A-120 |  |  |  |  | piece | 200
r_31443937_27 | LUHANSKE ENERHETYCHNE OBYEDNANNIA LLC | Electricity | Clamp A4A- 95 |  |  |  |  | piece | 100
r_31443937_28 | LUHANSKE ENERHETYCHNE OBYEDNANNIA LLC | Electricity | Clip connecting SOAS-35 |  |  |  |  | piece | 1000
r_31443937_29 | LUHANSKE ENERHETYCHNE OBYEDNANNIA LLC | Electricity | Clip connecting SOAS-50 |  |  |  |  | piece | 1000
r_31443937_30 | LUHANSKE ENERHETYCHNE OBYEDNANNIA LLC | Electricity | Diesel generator of 5 kW 3 phase (380 V) |  |  |  |  | piece | 10
r_31443937_31 | LUHANSKE ENERHETYCHNE OBYEDNANNIA LLC | Electricity | Gasoline generator of 3 kW 1 phase (220 V) |  |  |  |  | piece | 10
r_31443937_32 | LUHANSKE ENERHETYCHNE OBYEDNANNIA LLC | Electricity | KVVGEng cable 4x2.5 |  |  |  |  | m | 300
r_31443937_33 | LUHANSKE ENERHETYCHNE OBYEDNANNIA LLC | Electricity | cable 7x2.5 |  |  |  |  | m | 300
r_31443937_34 | LUHANSKE ENERHETYCHNE OBYEDNANNIA LLC | Electricity | cable 10x1.5 |  |  |  |  | m | 300
r_31443937_35 | LUHANSKE ENERHETYCHNE OBYEDNANNIA LLC | Electricity | cable 14x1.5 |  |  |  |  | m | 300
r_31443937_36 | LUHANSKE ENERHETYCHNE OBYEDNANNIA LLC | Electricity | cable 19x1.5 |  |  |  |  | m | 300
r_31443937_37 | LUHANSKE ENERHETYCHNE OBYEDNANNIA LLC | Electricity | Cable ASBl 10 3x120 |  |  |  |  | m | 500
r_31443937_38 | LUHANSKE ENERHETYCHNE OBYEDNANNIA LLC | Electricity | Cable ASBl 10 3x240 |  |  |  |  | m | 500
r_31443937_39 | LUHANSKE ENERHETYCHNE OBYEDNANNIA LLC | Electricity | Corner 50x50x5 |  |  |  |  | tone | 5
r_31443937_40 | LUHANSKE ENERHETYCHNE OBYEDNANNIA LLC | Electricity | Coupling cable 10STP (3 / 70-120) |  |  |  |  | piece | 50
r_31443937_41 | LUHANSKE ENERHETYCHNE OBYEDNANNIA LLC | Electricity | Coupling cable 10STP (3 / 150-240) |  |  |  |  | piece | 50
r_31443937_42 | LUHANSKE ENERHETYCHNE OBYEDNANNIA LLC | Electricity | TransformerTM (or TMG) 100-10 / 0.4 |  |  |  |  | piece | 7
r_31443937_43 | LUHANSKE ENERHETYCHNE OBYEDNANNIA LLC | Electricity | TransformerTM (or TMG) 160-10 / 0.4 |  |  |  |  | piece | 7
r_31443937_44 | LUHANSKE ENERHETYCHNE OBYEDNANNIA LLC | Electricity | TransformerTM (or TMG) 250-10 / 0.4 |  |  |  |  | piece | 7
r_31443937_45 | LUHANSKE ENERHETYCHNE OBYEDNANNIA LLC | Electricity | TransformerTM (or TMG) 100-10 / 0.4 |  |  |  |  | piece | 7
r_31443937_46 | LUHANSKE ENERHETYCHNE OBYEDNANNIA LLC | Electricity | TransformerTM (or TMG) 160-10 / 0.4 |  |  |  |  | piece | 5
r_31443937_47 | LUHANSKE ENERHETYCHNE OBYEDNANNIA LLC | Electricity | TransformerTM (or TMG) 250-10 / 0.4 |  |  |  |  | piece | 5
r_31443937_48 | LUHANSKE ENERHETYCHNE OBYEDNANNIA LLC | Electricity | Transformer TDTN 16 000 / 110-35-10 (10) U1 |  |  |  |  | pcs | 2
r_31443937_49 | LUHANSKE ENERHETYCHNE OBYEDNANNIA LLC | Electricity | Transformer TDTN 16 000 / 110-35-6 (10) U1 |  |  |  |  | pcs | 2
r_31443937_50 | LUHANSKE ENERHETYCHNE OBYEDNANNIA LLC | Electricity | Transformer TDTN 10 000 / 35- 10 (10) U1 |  |  |  |  | piece | 1
r_31443937_51 | LUHANSKE ENERHETYCHNE OBYEDNANNIA LLC | Electricity | Transformer TDTN 10000 / 35-6 (10) U1 |  |  |  |  | piece | 1
r_31443937_52 | LUHANSKE ENERHETYCHNE OBYEDNANNIA LLC | Electricity | Current transformer TFZN-35 150/5 |  |  |  |  | piece | 9
r_31443937_53 | LUHANSKE ENERHETYCHNE OBYEDNANNIA LLC | Electricity | Current transformer TFZM 110 50/5 |  |  |  |  | pcs | 6
r_31443937_54 | LUHANSKE ENERHETYCHNE OBYEDNANNIA LLC | Electricity | Voltage transformer ZNOMP-35 |  |  |  |  | piece | 9
r_31443937_55 | LUHANSKE ENERHETYCHNE OBYEDNANNIA LLC | Electricity | transformer TSN 25 kV A 10 / 0.4 |  |  |  |  | piece | 2
r_31443937_56 | LUHANSKE ENERHETYCHNE OBYEDNANNIA LLC | Electricity | transformer TSN 25 kVA 6 / 0.4 |  |  |  |  | piece | 2
r_31443937_57 | LUHANSKE ENERHETYCHNE OBYEDNANNIA LLC | Electricity | Vacuum switch of 35 kV 10000 V |  |  |  |  | piece | 20
r_31443937_58 | LUHANSKE ENERHETYCHNE OBYEDNANNIA LLC | Electricity | Vacuum switch of 35 kV 6000 V |  |  |  |  | piece | 20
r_31443937_59 | LUHANSKE ENERHETYCHNE OBYEDNANNIA LLC | Electricity | Vacuum switch 10 V |  |  |  |  | piece | 20
r_31443937_60 | LUHANSKE ENERHETYCHNE OBYEDNANNIA LLC | Electricity | Vacuum switch of 6 kV |  |  |  |  | piece | 20
r_31443937_61 | LUHANSKE ENERHETYCHNE OBYEDNANNIA LLC | Electricity | Wire AC-185/29 |  |  |  |  | m / kg | 4500/5000
r_31443937_62 | LUHANSKE ENERHETYCHNE OBYEDNANNIA LLC | Electricity | Wire AC-150/24 |  |  |  |  | m / kg | 8000/5000
r_31443937_63 | LUHANSKE ENERHETYCHNE OBYEDNANNIA LLC | Electricity | Wire AC-120/19 |  |  |  |  | m / kg | 9500/5000
r_31443937_64 | LUHANSKE ENERHETYCHNE OBYEDNANNIA LLC | Electricity | Clip connecting SOAS-185 |  |  |  |  | piece | 500
r_31443937_65 | LUHANSKE ENERHETYCHNE OBYEDNANNIA LLC | Electricity | Clip connecting SOAS-150 |  |  |  |  | piece | 450
r_31443937_66 | LUHANSKE ENERHETYCHNE OBYEDNANNIA LLC | Electricity | Clip connecting SOAS-120 |  |  |  |  | piece | 400
r_31443937_67 | LUHANSKE ENERHETYCHNE OBYEDNANNIA LLC | Electricity | Clip connecting SOAS-95 |  |  |  |  | piece | 200
r_31443937_68 | LUHANSKE ENERHETYCHNE OBYEDNANNIA LLC | Electricity | KGP 16-3 mounting unit |  |  |  |  | pcs | 320
r_31443937_69 | LUHANSKE ENERHETYCHNE OBYEDNANNIA LLC | Electricity | Clamp plate PA 4-1 |  |  |  |  | piece | 500
r_31443937_70 | LUHANSKE ENERHETYCHNE OBYEDNANNIA LLC | Electricity | Clamp plate PA 3-2 |  |  |  |  | piece | 450
r_31443937_71 | LUHANSKE ENERHETYCHNE OBYEDNANNIA LLC | Electricity | Clamp plate PA 2-2 |  |  |  |  | piece | 300
r_31443937_72 | LUHANSKE ENERHETYCHNE OBYEDNANNIA LLC | Electricity | Connector of a cable steel SVS-50 (for a cable of S-50) |  |  |  |  | piece | 200
r_31443937_73 | LUHANSKE ENERHETYCHNE OBYEDNANNIA LLC | Electricity | Bracket SKD-10-1 |  |  |  |  | pcs | 600
r_31443937_74 | LUHANSKE ENERHETYCHNE OBYEDNANNIA LLC | Electricity | Earring Wed 7-16 |  |  |  |  | pcs | 600
r_31443937_75 | LUHANSKE ENERHETYCHNE OBYEDNANNIA LLC | Electricity | Ear U1-7-16 |  |  |  |  | pcs | 600
r_31443937_76 | LUHANSKE ENERHETYCHNE OBYEDNANNIA LLC | Electricity | PSD-70E insulator |  |  |  |  | piece | 5000
r_31443937_77 | LUHANSKE ENERHETYCHNE OBYEDNANNIA LLC | Electricity | Corner 90x90x7 |  |  |  |  | tone | 15
r_31443937_78 | LUHANSKE ENERHETYCHNE OBYEDNANNIA LLC | Electricity | Corner 75x75x6 |  |  |  |  | tone | 13
r_31443937_79 | LUHANSKE ENERHETYCHNE OBYEDNANNIA LLC | Electricity | Corner 63x63x6 |  |  |  |  | tone | 10
r_31443937_80 | LUHANSKE ENERHETYCHNE OBYEDNANNIA LLC | Electricity | Rack SC 16.4-02 |  |  |  |  | pcs | 60
r_31443937_81 | LUHANSKE ENERHETYCHNE OBYEDNANNIA LLC | Electricity | Rack SC 22.2-1.1 |  |  |  |  | pcs | 20
r_31443937_82 | LUHANSKE ENERHETYCHNE OBYEDNANNIA LLC | Electricity | Rack SK-22.1-1.1 |  |  |  |  | piece | 60
r_31443937_83 | LUHANSKE ENERHETYCHNE OBYEDNANNIA LLC | Electricity | Electrode ANO-21 d3 |  |  |  |  | kg | 500
r_31443937_84 | LUHANSKE ENERHETYCHNE OBYEDNANNIA LLC | Electricity | Electrodes ANO-4 d4 |  |  |  |  | kg | 500
r_31443937_85 | LUHANSKE ENERHETYCHNE OBYEDNANNIA LLC | Electricity | Inverter welding machine |  |  |  |  | piece | 6
r_31443937_86 | LUHANSKE ENERHETYCHNE OBYEDNANNIA LLC | Electricity | Gasoline generator with a capacity of at least 6.5 kW |  |  |  |  | piece | 6
r_31443937_87 | LUHANSKE ENERHETYCHNE OBYEDNANNIA LLC | Electricity | Chainsaw with 18 "tire |  |  |  |  | piece | 20
r_31443937_88 | LUHANSKE ENERHETYCHNE OBYEDNANNIA LLC | Electricity | Chainsaw with 20 "tire |  |  |  |  | pcs | 20
r_31443937_89 | LUHANSKE ENERHETYCHNE OBYEDNANNIA LLC | Electricity | Rope cotton 14 |  |  |  |  | m | 200
r_31443937_90 | LUHANSKE ENERHETYCHNE OBYEDNANNIA LLC | Electricity | Rope cotton 18 |  |  |  |  | m | 200
r_31443937_91 | LUHANSKE ENERHETYCHNE OBYEDNANNIA LLC | Electricity | Rope cotton 20 |  |  |  |  | m | 200
r_41946011_1 | DTEK KYIV GRIDS PRIVATE JOINT-STOCK COMPANY | Electricity | Transformer power TRDN-40000 kVA 110/10/10 kV U1 |  |  |  |  | pcs | 1
r_41946011_2 | DTEK KYIV GRIDS PRIVATE JOINT-STOCK COMPANY | Electricity | Transformer power TMG-1000 kVA 10 / 0.4 kV |  |  |  |  | pcs | 8
r_41946011_3 | DTEK KYIV GRIDS PRIVATE JOINT-STOCK COMPANY | Electricity | Transformer power TMG-630 kVA 10 / 0.4 kV |  |  |  |  | pcs | 10
r_41946011_4 | DTEK KYIV GRIDS PRIVATE JOINT-STOCK COMPANY | Electricity | Transformer power TMG-400 kVA 10 / 0.4 kV |  |  |  |  | pcs | 12
r_41946011_5 | DTEK KYIV GRIDS PRIVATE JOINT-STOCK COMPANY | Electricity | Power TS-1000 kVA 10 / 0.4 kV power transformer |  |  |  |  | pcs | 2
r_41946011_6 | DTEK KYIV GRIDS PRIVATE JOINT-STOCK COMPANY | Electricity | Transformer power TS-630 kVA 10 / 0.4 kV |  |  |  |  | pcs | 2
r_41946011_7 | DTEK KYIV GRIDS PRIVATE JOINT-STOCK COMPANY | Electricity | Coupling cable transitional 35 kV LAST 42 / 1x120-240-3HL |  |  |  |  | pcs | 12
r_41946011_8 | DTEK KYIV GRIDS PRIVATE JOINT-STOCK COMPANY | Electricity | Coupling cable connecting 35 kV POLJ-42 / 1x500 |  |  |  |  | pcs | 12
r_41946011_9 | DTEK KYIV GRIDS PRIVATE JOINT-STOCK COMPANY | Electricity | Coupling cable connecting 35 kV POLJ-42 / 1x300-400 |  |  |  |  | pcs | 12
r_41946011_10 | DTEK KYIV GRIDS PRIVATE JOINT-STOCK COMPANY | Electricity | Coupling cable final 35 kV POLT-42F / 1XI-L16 |  |  |  |  | comp. | 6
r_41946011_11 | DTEK KYIV GRIDS PRIVATE JOINT-STOCK COMPANY | Electricity | Wire AC-185/29 |  |  |  |  | kg | 1000
r_41946011_12 | DTEK KYIV GRIDS PRIVATE JOINT-STOCK COMPANY | Electricity | Wire AC-300/39 |  |  |  |  | kg | 1400
r_41946011_13 | DTEK KYIV GRIDS PRIVATE JOINT-STOCK COMPANY | Electricity | The 35 kV B35B-LE-51 / K-U1 block with vacuum switches like 3AF0141 |  |  |  |  | comp. | 5
r_41946011_14 | DTEK KYIV GRIDS PRIVATE JOINT-STOCK COMPANY | Electricity | Reinforced concrete rack SK-26 |  |  |  |  | pcs | 8
r_41946011_15 | DTEK KYIV GRIDS PRIVATE JOINT-STOCK COMPANY | Electricity | Anchor-angular support U-110-2 |  |  |  |  | pcs | 2
r_41946011_16 | DTEK KYIV GRIDS PRIVATE JOINT-STOCK COMPANY | Electricity | Coupling cable connecting 10 kV FIELD 24 / 1Х240-400 |  |  |  |  | pcs | 20
r_41946011_17 | DTEK KYIV GRIDS PRIVATE JOINT-STOCK COMPANY | Electricity | Coupling cable connecting 10 kV FIELD 24 / 1Х120-240 |  |  |  |  | pcs | 30
r_41946011_18 | DTEK KYIV GRIDS PRIVATE JOINT-STOCK COMPANY | Electricity | Coupling cable connecting 10 kV FIELD 24/1X500 |  |  |  |  | pcs | 12
r_41946011_19 | DTEK KYIV GRIDS PRIVATE JOINT-STOCK COMPANY | Electricity | Coupling cable transitional 10 kV LAST 24 120-240 3HL |  |  |  |  | pcs | 16
r_00100227_1 | NPC UKRENERGO | Electricity | Drive control cabinet | BLG 1002A firm "AVV", or equivalent for a switch LTB 420E2 № 1HSB01113009 2011 year of production. | Spring drive. Unipolar installation. Three-pole control mode. Universal electric motor 220 V. |  | AVV | unit | 1
r_00100227_2 | NPC UKRENERGO | Electricity | SF6 current transformer | SAS-362 "TRENCH", or equivalent | The maximum operating voltage of the primary winding is 362 kV. Transformation coefficient 1000-2000 \ 1. Four secondary windings. Accuracy class of windings (1 winding - 0,2 S, 3 windings - 10P). SF6 internal environment. Polymeric external insulation. |  | TRENCH | unit | 6
r_00100227_3 | NPC UKRENERGO | Electricity | SF6 current transformer | SVS 362 "TRENCH", or equivalent | The maximum operating voltage of the primary winding is 362 kV. The nominal voltage of the secondary winding is 330 / √3 kV. The accuracy class of the windings is 0.5. The rated power of the windings is 400 W. SF6 internal environment. Polymeric external insulation. |  | TRENCH | unit | 3
r_00100227_4 | NPC UKRENERGO | Electricity | Disconnectors | S2DAT-362 of firm "ALSTOM", or equivalent | The highest operating voltage is 362 kV. The rated operating current is 3150 A. The stump of thermal resistance is 40 kA. Installation is unipolar. The insulation is porcelain. The number of grounding knives is 2 pcs. The drive of the main and grounding knives is a 380 V electric motor. The control is 220 V. AC. |  | ALSTOM | set | 10
r_00100227_4 | NPC UKRENERGO | Electricity | Disconnectors | S2DAT-362 of firm "ALSTOM", or equivalent | same description |  | ALSTOM | phase | 1
r_22767506_1 | JSC "Khmelnitskoblenergo" | electricity | Vacuum switches of 10 kV | Switch, plug contacts, adaptation kit | BPC-10-25 / 1600-1 pc., BPC-10-20 / 1000-2 pc., BPC-10-20 / 630 - 7 pc. Operating current: direct / alternating, | http://www.rzva.ua/ | RZVA Rivne, street White, 16 | pcs. | 10 | 2022-05-01 |  | The BPC vacuum switch is intended for installation on high-voltage substations for switching in 10 kV electric circuits. 110 kV Substation Izyaslav, 110 kV Substation Zarichchya, 110 kV Substation South
r_22767506_2 | JSC "Khmelnitskoblenergo" | electricity | Power transformers TMN-2500/35 | Power transformer, power inputs, attachments | Group of compounds Y / D-11; Nominal capacity - 2.5 MVA; Un = 38.5 ± 2 * 2.5% / 11 kV | https://uea.com.ua/ | LLC "Ukrelektroaparat" | pcs. | 1 | 2022-06-01 |  | For the reserve of 35 kV substation "Chernelika" from which the water supply system of the city of Khmelnytsky is fed
r_22767506_2 | JSC "Khmelnitskoblenergo" | electricity | Power transformers TMN-6300/35 | Power transformer, power inputs, attachments | Group of compounds Y / D-11; Nominal capacity - 6.3 MVA; Un = 38.5 ± 2 * 2.5% / 11 kV | http://www.ztr.ua/ua/company/ | PJSC "Zaporizhtransformator" | pcs. | 1 | 2022-06-01 |  | For the reserve of 35 kV substation "Lisovi Hrynivtsi" from which part of the city of Khmelnytsky is fed.
r_22767506_2 | JSC "Khmelnitskoblenergo" | electricity | Power transformers TMN-4000/35 | Power transformer, power inputs, attachments | Group of compounds Y / D-11; Nominal capacity - 4 MBA; Un = 38.5 ± 2 * 2.5% / 11 kV | http://www.ztr.ua/ua/company/ | PJSC "Zaporizhtransformator" | pcs. | 1 | 2022-06-01 |  | For the reserve of 35 kV substation "Klimentovychi" from which TIC.
r_22767506_2 | JSC "Khmelnitskoblenergo" | electricity | Power TDTN-25000/110/10/10 transformer | Power transformer, power inputs, attachments | Group of connections Yn / D / D 11-11; Nominal capacity - 25 MBA; Un = 115 ± 2 * 2.5% / 11 kV | http://www.ztr.ua/ua/company/ | PJSC "Zaporizhtransformator" | pcs. | 1 | 2022-06-01 |  | For the reserve of 110 kV substation "Central" from which a number of municipal enterprises of the city of Khmelnytsky, regional hospital will recover.
r_22767506_2 | JSC "Khmelnitskoblenergo" | electricity | Power TDTN-16000/110/35/10 transformer | Power transformer, power inputs, attachments | Group of connections Yn / Y / D 0-11; Nominal capacity - 16.0 MVA; Un = 115 ± * 2.5% / 38.5 ± 2.5% / 11 kV | http://www.ztr.ua/ua/company/ | PJSC "Zaporizhtransformator" | pcs. | 1 | 2022-06-01 |  | For the reserve of 110 kV substation "South" from which a large part of Kamianets-Podilskyi is fed.
r_22767506_2 | JSC "Khmelnitskoblenergo" | electricity | Power TDTN-16000/110/10 transformer | Power transformer, power inputs, attachments | Group of connections Yn / D -11; Nominal capacity - 10.0 MVA; Un = 115 ± * 2.5% / 11 kV | http://www.ztr.ua/ua/company/ | PJSC "Zaporizhtransformator" | pcs. | 1 | 2022-06-01 |  | For the reserve of 110 kV substation "Dubovo" from which lives a large part of the city of Khmelnytsky.
r_22767506_2 | JSC "Khmelnitskoblenergo" | electricity | Power TMN-6300/110/35/10 transformer | Power transformer, power inputs, attachments | Group of connections Yn / D -11; Nominal capacity - 10.0 MVA; Un = 115 ± * 2.5% / 11 kV | http://www.ztr.ua/ua/company/ | PJSC "Zaporizhtransformator" | pcs. | 1 | 2022-06-01 |  | For the reserve of 110 kV substation "Mashzavod" from which the gas pipeline and the defense industry enterprise are fed.
r_22767506_2 | JSC "Khmelnitskoblenergo" | electricity | Power TDTN-10000/110/10 transformer | Power transformer, power inputs, attachments | Group of connections Yn / D -11; Nominal capacity - 10.0 MVA; Un = 115 ± * 2.5% / 11 kV | http://www.ztr.ua/ua/company/ | PJSC "Zaporizhtransformator" | pcs. | 1 | 2022-06-01 |  | For the reserve PS-110 "IPP" from which a large part of the city of Starokostiantyniv is fed.
r_22767506_2 | JSC "Khmelnitskoblenergo" | electricity | Power TDTN-10000/110/35/10 transformer | Power transformer, power inputs, attachments | Group of connections Yn / Y / D 0-11; Nominal capacity - 10.0 MVA; Un = 115 ± * 2.5% / 38.5 ± 2.5% / 11 kV | http://www.ztr.ua/ua/company/ | PJSC "Zaporizhtransformator" | pcs. | 1 | 2022-06-01 |  | For the reserve of 110 kV substation "Bilogorya" from which the village is fed. White Mountains and objects of critical infrastructure.
r_22767506_3 | JSC "Khmelnitskoblenergo" | electricity | SF6 110 kV switches | Supporting insulators with extinguishing chambers of the switch poles are located on a single frame. They are connected by a pipeline to the gas chamber of the switch. The switch is controlled by a spring-loaded actuator located in the actuator unit mounted on the supporting frame. | SF6 switch 110 kV. Rated voltage 145 kV Rated frequency 50 Hz Rated current 2000 A Rated tripping current at short circuit 31.5 kA | https://new.abb.com/se/om-abb/kontakt | ABB +46 (0) 21 32 5000 | pcs. | 3 | 2022-06-01 |  | For operative replacement of 110 kV switches at hub substations. Yarmolyntsi /, Dunaivtsi, Volochysk
r_22767506_4 | JSC "Khmelnitskoblenergo" | electricity | Laptop LENOVO ThinkPad E15 Black (i3, RAM 8, SSD 256) | laptop, power supply, laptop bag | i3 processor, 8 GB RAM, 256 MB hard drive | https://www.foxtrot.com.ua/ru/shop/noutbuki_lenovo_thinkpad-e15-20rd001ert.html | LLC "LENOVO UKRAINE" | pcs. | 10 | 2022-04-01 |  | For operational and mobile work of employees
r_22767506_5 | JSC "Khmelnitskoblenergo" | electricity | A4 Printer (Canon LBP226DW) | printer, cable, power, USB cable | Laser, print load per month 80,000 pages | https://www.moyo.ua/printer-lazernyy-canon-i-sensys-lbp226dw-c-wi-fi/463985.html | Canon Ukraine LLC | pcs. | 10 | 2022-04-01 |  | For printing documents
r_22767506_6 | JSC "Khmelnitskoblenergo" | electricity | Brigade van (IVECO Daily55S18 4x4) | IVECO Daily55S18 chassis and Brigade van. | Double cab (6 + 1 seats), workshop van, 4x4 all-wheel drive chassis | https://polycar.com.ua/news/1486-avm-isuzuukr/ | LLC "SPEC-COM-SERVICE" | pcs. | 3 | 2022-04-01 |  | For transportation of workers of linear brigades on objects of the distribution system operator
r_22767506_7 | JSC "Khmelnitskoblenergo" | electricity | Diesel generator KS 14-1DE ATSR | Diesel generator KS 14-1DE ATSR | Voltage 230 V, Power max. 11.0 kW, Power nom. 10.5 kW, Engine power 21 hp, Fuel tank capacity 30 l, Oil sump volume 2.8 l, Frequency 50 Hz | https://ks-power.com.ua/diesel-generators-heavy-duty/ks-14-1de-atsr/ | TECHNO TRADE KS Company | pcs. | 4 | 2022-04-01 |  | To ensure emergency power supply of critical infrastructure of the distribution system
r_22767506_8 | JSC "Khmelnitskoblenergo" | electricity | Gasoline generator KS 7000E | Gasoline generator KS 7000E | Maximum power 5.5 kW, Rated power 5.0 kW, Engine power 13 hp, Fuel type gasoline, Fuel tank capacity 25 l, Voltage 230 V, Frequency 50 Hz | https://ks-power.com.ua/gasoline-ks-series-generators/ks-7000e/ | TECHNO TRADE KS Company | pcs. | 5 | 2022-04-01 |  | To ensure emergency power supply of critical infrastructure of the distribution system
r_22767506_9 | JSC "Khmelnitskoblenergo" | electricity | Diesel power plant EP-90B | Diesel power plant EP-90B | Fuel type: Diesel, Number of phases: 3, Operating mode: Continuous, Rated power: 65 kW, Maximum power: 72 kW, Fuel consumption 16.9 l / h | https://lviv.prom.ua/p1464231305-dizelnaya-elektrostantsiya-90b.html?&primelead=My45 | Energy PlusEner LLC | pcs. | 3 | 2022-04-01 |  | To ensure emergency power supply of critical infrastructure of the distribution system
r_00131713_1 | DTEK ODESSA GRIDS JSC | electricity | The transformer is power two-winding, analog of TDN-10000-35 / 10 kV |  |  |  |  | pcs | 1
r_00131713_1 | DTEK ODESSA GRIDS JSC | electricity | The transformer is power two-winding, analog of TDN-6300-35 / 10 kV |  |  |  |  | pcs | 4
r_00131713_1 | DTEK ODESSA GRIDS JSC | electricity | The transformer is power two-winding, analog of TDN-4000 of 35/6 kV |  |  |  |  | pcs | 2
r_00131713_1 | DTEK ODESSA GRIDS JSC | electricity | The transformer is power two-winding, analog of TDN-2500 of 35/10 kV |  |  |  |  | pcs | 2
r_00131713_1 | DTEK ODESSA GRIDS JSC | electricity | The transformer is power two-winding, analog of TDN-1000 of 35/6 kV |  |  |  |  | pcs | 2
r_00131713_1 | DTEK ODESSA GRIDS JSC | electricity | The transformer is power two-winding, analog of TDN-1000 of 35/10 kV |  |  |  |  | pcs. | 4
r_00131713_2 | DTEK ODESSA GRIDS JSC | electricity | Vacuum switch of 35 kV, 1000A, 16 kA with the spring drive, power supply of alternating current of 220 in |  |  |  |  | pcs. | 12
r_00131713_3 | DTEK ODESSA GRIDS JSC | electricity | 35 kV 1000 A disconnector with two earthing knives that do not require maintenance for the entire service life |  |  |  |  | pcs. | 10
r_00131713_4 | DTEK ODESSA GRIDS JSC | electricity | 35 kV current transformers with cast insulation 100/5, number of secondary windings 3 pcs: 10P / 10P / 0.5 S |  |  |  |  | pcs. | 9
r_00131713_5 | DTEK ODESSA GRIDS JSC | electricity | 35 kV current transformers with cast insulation 200/5, number of secondary windings 3 pcs: 10P / 10P / 0.5 S |  |  |  |  | pcs. | 12
r_00131713_6 | DTEK ODESSA GRIDS JSC | electricity | 35 kV voltage transformer with cast insulation |  |  |  |  | pcs | 12
r_00131713_7 | DTEK ODESSA GRIDS JSC | electricity | Overvoltage limiter 35 kV Ur = 40.5 kV |  |  |  |  | pcs. | 36
r_00131713_8 | DTEK ODESSA GRIDS JSC | electricity | Complete switchgear (KRPZ) 35 kV consisting of: two sections with a sectional switch. In each section - three cells (cable entry, transformer input, HV) + space for one spare cell |  |  |  |  | pcs. | 2
r_00131713_9 | DTEK ODESSA GRIDS JSC | electricity | Current transformers TVLM 10 100/5 number of secondary windings of 3 pieces: 10P / 10P / 0,5 S |  |  |  |  | pcs. | 24
r_00131713_9 | DTEK ODESSA GRIDS JSC | electricity | Current transformers TVLM 10 300/5 number of secondary windings of 3 pieces: 10P / 10P / 0,5 S |  |  |  |  | pcs. | 24
r_00131713_9 | DTEK ODESSA GRIDS JSC | electricity | Current transformers TVLM 10 400/5 number of secondary windings of 3 pieces: 10P / 10P / 0,5 S |  |  |  |  | pcs. | 24
r_00131713_9 | DTEK ODESSA GRIDS JSC | electricity | Current transformers TVLM 10 600/5 number of secondary windings of 3 pieces: 10P / 10P / 0,5 S |  |  |  |  | pcs. | 24
r_00131713_9 | DTEK ODESSA GRIDS JSC | electricity | Complete switchgear (KRPZ) 10 kV consisting of: two sections with a sectional switch. On each section - ten cells (input of the transformer, TN, TSN, 2 cells departing on 1000 A, 5 cells departing on 630 A) + a place under one spare cell |  |  |  |  | set | 4
r_00131713_10 | DTEK ODESSA GRIDS JSC | electricity | Power transformer | Power transformer TDTN-40000 110/35/6 |  |  |  | pcs. | 2
r_00131713_10 | DTEK ODESSA GRIDS JSC | electricity | Power transformer | Power transformer TDTN-25000 110/35/6 |  |  |  | pcs. | 2
r_00131713_10 | DTEK ODESSA GRIDS JSC | electricity | Power transformer | Power transformer TDTN-40000 110/35/10 |  |  |  | pcs. | 2
r_00131713_10 | DTEK ODESSA GRIDS JSC | electricity | Power transformer | Power transformer TDTN-25000 110/35/6 |  |  |  | pcs. | 2
r_00131713_10 | DTEK ODESSA GRIDS JSC | electricity | Power transformer | Transformer power TRDN-40000 110/10/10 |  |  |  | pcs. | 2
r_00131713_10 | DTEK ODESSA GRIDS JSC | electricity | Power transformer | Power transformer TRDN-25000 110/10/10 |  |  |  | pcs. | 2
r_00131713_10 | DTEK ODESSA GRIDS JSC | electricity | Power transformer | Power transformer TRDN-25000 110/6/6 |  |  |  | pcs. | 2
r_00131713_10 | DTEK ODESSA GRIDS JSC | electricity | Power transformer | Power transformer TRDN-40000 110/6/6 |  |  |  | pcs. | 2
r_00131713_10 | DTEK ODESSA GRIDS JSC | electricity | SF6 switch 110 kV 1000 A 40 kA |  |  |  |  | pcs. | 12
r_00131713_10 | DTEK ODESSA GRIDS JSC | electricity | Current transformer 110 kV 600/5, number of secondary windings of 5 pieces: 10P / 10P / 10P / 10P / 0,5 S |  |  |  |  | pcs. | 18
r_00131713_10 | DTEK ODESSA GRIDS JSC | electricity | 110 kV voltage transformer |  |  |  |  | pcs. | 6
r_00131713_10 | DTEK ODESSA GRIDS JSC | electricity | 110 kV 1000 A disconnector with two earthing knives |  |  |  |  | pcs. | 12
r_00131713_11 | DTEK ODESSA GRIDS JSC | electricity | SIP 4x95 |  |  |  |  | t | 10
r_00131713_11 | DTEK ODESSA GRIDS JSC | electricity | SIP 4x70 |  |  |  |  | t | 10
r_00131713_11 | DTEK ODESSA GRIDS JSC | electricity | SIP 4x50 |  |  |  |  | t | 10
r_00131713_11 | DTEK ODESSA GRIDS JSC | electricity | SIP 4x35 |  |  |  |  | t | 10
r_00131713_11 | DTEK ODESSA GRIDS JSC | electricity | Wire | Wire AC-50 |  |  |  | t. | 10
r_00131713_11 | DTEK ODESSA GRIDS JSC | electricity | Wire | Wire AC-70 |  |  |  | t. | 10
r_00131713_11 | DTEK ODESSA GRIDS JSC | electricity | Wire | Wire AC-95 |  |  |  | t. | 10
r_00131713_11 | DTEK ODESSA GRIDS JSC | electricity | Wire | Wire AC-120/19 |  |  |  | t. | 15
r_00131713_11 | DTEK ODESSA GRIDS JSC | electricity | Wire | Wire AC-185 |  |  |  | t. | 10
r_00131713_11 | DTEK ODESSA GRIDS JSC | electricity | Wire | Wire AC-240 |  |  |  | t. | 4
r_00131713_11 | DTEK ODESSA GRIDS JSC | electricity | Wire | thunderstorm wire |  |  |  | km | 3
r_00131713_12 | DTEK ODESSA GRIDS JSC | electricity | Connector | SOAS - 70 |  |  |  | pcs. | 3000
r_00131713_12 | DTEK ODESSA GRIDS JSC | electricity | Connector | SOAS - 120 |  |  |  | pcs. | 1000
r_00131713_12 | DTEK ODESSA GRIDS JSC | electricity | Connector | SOAS - 185 |  |  |  | pcs. | 1000
r_00131713_12 | DTEK ODESSA GRIDS JSC | electricity | Connector | SOAS -240 |  |  |  | pcs. | 1000
r_00131713_12 | DTEK ODESSA GRIDS JSC | electricity | Connector | PAS thermal cartridges |  |  |  | pcs. | 500
r_00131713_12 | DTEK ODESSA GRIDS JSC | electricity | Connector | Thermo matches |  |  |  | pcs. | 100
r_00131713_12 | DTEK ODESSA GRIDS JSC | electricity | Connector | Insulators glass PS-70 |  |  |  | pcs. | 3000
r_00131713_12 | DTEK ODESSA GRIDS JSC | electricity | Connector | Polymer insulators LK-70-110 |  |  |  | pcs. | 3000
r_00131713_12 | DTEK ODESSA GRIDS JSC | electricity | Connector | Polymer insulators LKTs-120-110 |  |  |  | pcs. | 800
r_00131713_13 | DTEK ODESSA GRIDS JSC | electricity | Support | METAL SUPPORT U110-2 |  |  |  | pcs. | 6
r_00131713_13 | DTEK ODESSA GRIDS JSC | electricity | Support | METAL SUPPORT US-110-6 |  |  |  | pcs. | 4
r_00131713_13 | DTEK ODESSA GRIDS JSC | electricity | Support | METAL SUPPORT U-35-2 |  |  |  | pcs. | 8
r_00131713_13 | DTEK ODESSA GRIDS JSC | electricity | Support | SUPPORT OF LINE REINFORCED CONCRETE SK-26.1-5.1a |  |  |  | pcs. | 30
r_00131713_13 | DTEK ODESSA GRIDS JSC | electricity | Support | STABLE Z / B SK-22.1-1.0 |  |  |  | pcs. | 30
r_00131713_14 | DTEK ODESSA GRIDS JSC | electricity | Cable coupling | Coupling cable transitional 35 kV LAST 42 / 1x120-240-3HL |  |  |  | pcs. | 4
r_00131713_14 | DTEK ODESSA GRIDS JSC | electricity | Cable coupling | Coupling cable connecting 35 kV POLJ-42 / 1x120-240 |  |  |  | pcs. | 12
r_00131713_14 | DTEK ODESSA GRIDS JSC | electricity | Cable coupling | Coupling cable final 35 kV POLT-42F / 1XI-L16 |  |  |  | pcs. | 4
r_00131713_14 | DTEK ODESSA GRIDS JSC | electricity | Cable coupling | Coupling cable connecting 10 kV FIELD 24 / 1Х240-400 |  |  |  | pcs. | 20
r_00131713_14 | DTEK ODESSA GRIDS JSC | electricity | Cable coupling | Coupling cable connecting 10 kV FIELD 24 / 1Х120-240 |  |  |  | pcs. | 30
r_00131713_14 | DTEK ODESSA GRIDS JSC | electricity | Cable coupling | Coupling cable connecting 10 kV FIELD 24 / 1X630 |  |  |  | pcs. | 12
r_00131713_14 | DTEK ODESSA GRIDS JSC | electricity | Cable coupling | Coupling cable transitional 10 kV LAST 24 120-240 3HL |  |  |  | pcs. | 16
r_00131713_15 | DTEK ODESSA GRIDS JSC | electricity | Batteries (rechargeable batteries) | Sonnenschein A 706/84 (34 cans included) + ROM (recharging device) |  |  |  | set | 3 + 3
r_00131713_15 | DTEK ODESSA GRIDS JSC | electricity | Batteries (rechargeable batteries) | Sonnenschein A 704/245 (58 cans included) + ROM (download) |  |  |  | set | 3 + 3
r_32402870_1 | SE "Regional electric networks" | electricity | Mobile high-voltage laboratory type ETL-35 |  |  |  |  | pcs | 2 | Urgently |  | Myrnograd, Donetsk region; Lysychansk, Luhansk region
r_32402870_2 | SE "Regional electric networks" | electricity | Autotower type AP-18 or similar on the basis of the IVECO car |  |  |  |  | pcs | 2 | Urgently |  | Myrnograd, Donetsk region; Lysychansk, Luhansk region
r_32402870_3 | SE "Regional electric networks" | electricity | Backhoe excavator |  |  |  |  | pcs | 2 | Urgently |  | Myrnograd, Donetsk region; Lysychansk, Luhansk region
r_32402870_4 | SE "Regional electric networks" | electricity | The car with all-wheel drive like Mitsubishi L200 (for operational and exit crews) |  |  |  |  | pcs | 3 | Urgently |  | Myrnograd, Donetsk region; Lysychansk, Luhansk region
r_32402870_5 | SE "Regional electric networks" | electricity | BKM |  |  |  |  | pcs | 2 | Urgently |  | Myrnograd, Donetsk region; Lysychansk, Luhansk region
r_32402870_6 | SE "Regional electric networks" | electricity | The generator is single-phase 5 kW |  |  |  |  | pcs | 9 | Urgently |  | m. Kyiv; Myrnograd, Donetsk region; Lysychansk, Luhansk region
r_32402870_7 | SE "Regional electric networks" | electricity | High-voltage power cable | ASBl-10 | 3x95 |  |  | km | 6.55 | Urgently |  | Myrnograd, Donetsk region; Lysychansk, Luhansk region
r_32402870_7 | SE "Regional electric networks" | electricity | High-voltage power cable | ASBl-10 | 3x120 |  |  | km | 10.22 | Urgently |  | Myrnograd, Donetsk region; Lysychansk, Luhansk region
r_32402870_7 | SE "Regional electric networks" | electricity | High-voltage power cable | ASBl-10 | 3x150 |  |  | km | 2022-08-04 | Urgently |  | Myrnograd, Donetsk region; Lysychansk, Luhansk region
r_32402870_7 | SE "Regional electric networks" | electricity | High-voltage power cable | ASBl-10 | 3x240 |  |  | km | 7.85 | Urgently |  | Myrnograd, Donetsk region; Lysychansk, Luhansk region
r_32402870_8 | SE "Regional electric networks" | electricity | Goods | SV-10.5 |  |  |  | pcs | 280 | Urgently |  | Myrnograd, Donetsk region; Lysychansk, Luhansk region
r_32402870_9 | SE "Regional electric networks" | electricity | Stands | SV-9.5 |  |  |  | pcs | 232 | Urgently |  | Myrnograd, Donetsk region; Lysychansk, Luhansk region
r_32402870_10 | SE "Regional electric networks" | electricity | Bare wire | AC-70 |  |  |  | t | 4.33 | Urgently |  | Myrnograd, Donetsk region; Lysychansk, Luhansk region
r_32402870_10 | SE "Regional electric networks" | electricity | Bare wire | AC-95 |  |  |  | t | 6.88 | Urgently |  | Myrnograd, Donetsk region; Lysychansk, Luhansk region
r_32402870_10 | SE "Regional electric networks" | electricity | Bare wire | AC-120 |  |  |  | t | 2022-07-11 | Urgently |  | Myrnograd, Donetsk region; Lysychansk, Luhansk region
r_32402870_10 | SE "Regional electric networks" | electricity | Bare wire | AC-240 |  |  |  | t | 2022-04-01 | Urgently |  | Myrnograd, Donetsk region; Lysychansk, Luhansk region
r_32402870_11 | SE "Regional electric networks" | electricity | Insulators | ШФ-20Г |  |  |  | pcs | 500 | Urgently |  | Myrnograd, Donetsk region; Lysychansk, Luhansk region
r_32402870_11 | SE "Regional electric networks" | electricity | Insulators | PS-70E |  |  |  | pcs | 780 | Urgently |  | Myrnograd, Donetsk region; Lysychansk, Luhansk region
r_32402870_11 | SE "Regional electric networks" | electricity | Insulators | PSD-70E |  |  |  | pcs | 450 | Urgently |  | Myrnograd, Donetsk region; Lysychansk, Luhansk region
r_32402870_12 | SE "Regional electric networks" | electricity | OPN | OPN-110/73 |  |  |  | pcs | 6 | Urgently |  | Myrnograd, Donetsk region; Lysychansk, Luhansk region
r_32402870_12 | SE "Regional electric networks" | electricity | OPN | OPN-35 |  |  |  | pcs | 12 | Urgently |  | Myrnograd, Donetsk region; Lysychansk, Luhansk region
r_32402870_12 | SE "Regional electric networks" | electricity | OPN | OPN-6 / 7.2 |  |  |  | pcs | 120 | Urgently |  | Myrnograd, Donetsk region; Lysychansk, Luhansk region
r_32402870_13 | SE "Regional electric networks" | electricity | Heat-shrink couplings of 10 kV | connecting | 70-120 mm2 |  |  | set | 150 | Urgently |  | Myrnograd, Donetsk region; Lysychansk, Luhansk region
r_32402870_13 | SE "Regional electric networks" | electricity | Heat-shrink couplings of 10 kV | connecting | 150-240 mm2 |  |  | set | 100 | Urgently |  | Myrnograd, Donetsk region; Lysychansk, Luhansk region
r_32402870_13 | SE "Regional electric networks" | electricity | Heat-shrink couplings of 10 kV | final indoor installation | 70-120 mm2 |  |  | set | 50 | Urgently |  | Myrnograd, Donetsk region; Lysychansk, Luhansk region
r_32402870_13 | SE "Regional electric networks" | electricity | Heat-shrink couplings of 10 kV | final indoor installation | 150-240 mm2 |  |  | set | 50 | Urgently |  | Myrnograd, Donetsk region; Lysychansk, Luhansk region
r_32402870_13 | SE "Regional electric networks" | electricity | Heat-shrink couplings of 10 kV | final outdoor installation | 70-120 mm2 |  |  | set | 50 | Urgently |  | Myrnograd, Donetsk region; Lysychansk, Luhansk region
r_32402870_13 | SE "Regional electric networks" | electricity | Heat-shrink couplings of 10 kV | final outdoor installation | 150-240 mm2 |  |  | set | 50 | Urgently |  | Myrnograd, Donetsk region; Lysychansk, Luhansk region
r_32402870_14 | SE "Regional electric networks" | electricity | Server |  |  |  |  | pcs | 4 | 14 days |  | Myrnograd, Donetsk region; Lysychansk, Luhansk region
r_32402870_15 | SE "Regional electric networks" | electricity | OIC |  |  |  |  | pcs | 2 | 14 days |  | Myrnograd, Donetsk region; Lysychansk, Luhansk region
r_32402870_16 | SE "Regional electric networks" | electricity | Power transformer | TM-630 | 6 / 0.4 kV; Y / YN |  |  | pcs | 8 | 14 days |  | Myrnograd, Donetsk region; Lysychansk, Luhansk region
r_32402870_16 | SE "Regional electric networks" | electricity | Power transformer | TM-400 | 6 / 0.4 kV; Y / YN |  |  | pcs | 4 | 14 days |  | Myrnograd, Donetsk region; Lysychansk, Luhansk region
r_32402870_16 | SE "Regional electric networks" | electricity | Power transformer | TM-250 | 6 / 0.4 kV; Y / YN |  |  | pcs | 7 | 14 days |  | Myrnograd, Donetsk region; Lysychansk, Luhansk region
r_32402870_16 | SE "Regional electric networks" | electricity | Power transformer | TM-100 | 6 / 0.4 kV; Y / YN |  |  | pcs | 9 | 14 days |  | Myrnograd, Donetsk region; Lysychansk, Luhansk region
r_32402870_16 | SE "Regional electric networks" | electricity | Power transformer | TM-63 | 6 / 0.4 kV; Y / YN |  |  | pcs | 2 | 14 days |  | Myrnograd, Donetsk region; Lysychansk, Luhansk region
r_32402870_17 | SE "Regional electric networks" | electricity | 6 kV vacuum switch with adaptation kit |  |  |  |  | set | 120 | 14 days |  | Myrnograd, Donetsk region; Lysychansk, Luhansk region
r_32402870_18 | SE "Regional electric networks" | electricity | KTP-6/04 kV | with 2 power transformers with a capacity of 250 kVA (cable entry) | 6 / 0.4 kV; Y / YN |  |  | set | 4 | 14 days |  | Myrnograd, Donetsk region; Lysychansk, Luhansk region
r_32402870_18 | SE "Regional electric networks" | electricity | KTP-6/04 kV | with 2 power transformers with a capacity of 400 kVA (cable entry) | 6 / 0.4 kV; Y / YN |  |  | set | 4 | 14 days |  | Myrnograd, Donetsk region; Lysychansk, Luhansk region
r_32402870_18 | SE "Regional electric networks" | electricity | KTP-6/04 kV | with 2 power transformers with a capacity of 630 kVA (cable entry) | 6 / 0.4 kV; Y / YN |  |  | set | 2 | 14 days |  | Myrnograd, Donetsk region; Lysychansk, Luhansk region
r_32402870_18 | SE "Regional electric networks" | electricity | KTP-6/04 kV | with power transformer with a capacity of 100 kVA (cable entry) | 6 / 0.4 kV; Y / YN |  |  | set | 6 | 14 days |  | Myrnograd, Donetsk region; Lysychansk, Luhansk region
r_32402870_18 | SE "Regional electric networks" | electricity | KTP-6/04 kV | with 250 kVA power transformer (cable entry) | 6 / 0.4 kV; Y / YN |  |  | set | 8 | 14 days |  | Myrnograd, Donetsk region; Lysychansk, Luhansk region
r_32402870_19 | SE "Regional electric networks" | electricity | The insulator is polymeric all-cast | LCC-70-110-5 |  |  |  | pcs | 6 | 60 days |  | Myrnograd, Donetsk region
r_32402870_20 | SE "Regional electric networks" | electricity | Hardware clamp | 2A2A-300-1 |  |  |  | pcs | 6 | 60 days |  | Myrnograd, Donetsk region
r_32402870_20 | SE "Regional electric networks" | electricity | Hardware clamp | A4A-300-0 |  |  |  | pcs | 6 | 60 days |  | Myrnograd, Donetsk region
r_32402870_21 | SE "Regional electric networks" | electricity | Cable | SF / UTP | Cat.5e LSON |  |  | m | 3000 | 60 days |  | Myrnograd, Donetsk region
r_32402870_21 | SE "Regional electric networks" | electricity | Cable | twisted pair UTP | cat5e 4x2x0.51 |  |  | m | 1050 | 60 days |  | Myrnograd, Donetsk region
r_32402870_22 | SE "Regional electric networks" | electricity | The cable is low-voltage | ВВГнгд | 4x2.5 |  |  | m | 5500 | 60 days |  | Myrnograd, Donetsk region
r_32402870_22 | SE "Regional electric networks" | electricity | The cable is low-voltage | ВВГнгд | 4x4 |  |  | m | 4086 | 60 days |  | Myrnograd, Donetsk region
r_32402870_22 | SE "Regional electric networks" | electricity | The cable is low-voltage | ВВГнгд | 4x6 |  |  | m | 3230 | 60 days |  | Myrnograd, Donetsk region
r_32402870_22 | SE "Regional electric networks" | electricity | The cable is low-voltage | ВВГнгд | 4x10 |  |  | m | 3280 | 60 days |  | Myrnograd, Donetsk region
r_32402870_22 | SE "Regional electric networks" | electricity | The cable is low-voltage | КВВГЕнг | 4x1.5 |  |  | m | 800 | 60 days |  | Myrnograd, Donetsk region
r_32402870_22 | SE "Regional electric networks" | electricity | The cable is low-voltage | КВВГЕнг | 7x1.5 |  |  | m | 800 | 60 days |  | Myrnograd, Donetsk region
r_32402870_22 | SE "Regional electric networks" | electricity | The cable is low-voltage | КВВГЕнг | 10x1.5 |  |  | m | 800 | 60 days |  | Myrnograd, Donetsk region
r_32402870_22 | SE "Regional electric networks" | electricity | The cable is low-voltage | КВВГЕнг | 14x1.5 |  |  | m | 800 | 60 days |  | Myrnograd, Donetsk region
r_32402870_22 | SE "Regional electric networks" | electricity | The cable is low-voltage | КВВГЕнг | 4x2.5 |  |  | m | 800 | 60 days |  | Myrnograd, Donetsk region
r_32402870_22 | SE "Regional electric networks" | electricity | The cable is low-voltage | КВВГЕнг | 7x2.5 |  |  | m | 800 | 60 days |  | Myrnograd, Donetsk region
r_32402870_22 | SE "Regional electric networks" | electricity | The cable is low-voltage | КВВГЕнг | 10x2.5 |  |  | m | 800 | 60 days |  | Myrnograd, Donetsk region
r_32402870_22 | SE "Regional electric networks" | electricity | The cable is low-voltage | КВВГЕнг | 14x2.5 |  |  | m | 800 | 60 days |  | Myrnograd, Donetsk region
r_32402870_22 | SE "Regional electric networks" | electricity | The cable is low-voltage | КВВГЕнг | 19x2.5 |  |  | m | 800 | 60 days |  | Myrnograd, Donetsk region
r_32402870_23 | SE "Regional electric networks" | electricity | No. | WORKER |  |  |  | m2 | 793 | 60 days |  | Myrnograd, Donetsk region
r_32402870_24 | SE "Regional electric networks" | IT | Workstation | 15.6 "laptop; Full HD; Intel Core i5; 8GB RAM; SSD; Ethernet (LAN RJ-45), HDMI, USB 2.0, USB 3.1, Wi-Fi ,, Windows 10 Professional 32-bit / 64-bit All Lng LCD Lic (License), Microsoft Office2019 |  |  |  | set | 10 | 60 days |  | Myrnograd, Donetsk region
r_32402870_24 | SE "Regional electric networks" | IT | Workstation | computer Dell OptiPlex 3080 SFF / i5- 10500, Windows 10 Professional 32-bit / 64-bit All Lng LCD Lic, Microsoft Office2019, Monitor Dell U2719D Black 27 inches, 178/178, IPS, Logitech K120 Keyboard Ru (920-002522) wired, Mouse Manipulator wired Logitech M90 Dark (910- 001794) |  |  |  | set | 2 | 60 days |  | Myrnograd, Donetsk region
r_32402870_25 | SE "Regional electric networks" | electricity | Linear 110 kV input with RIP insulation | BRIL-90-110-550 / 1250 (KN1.9.011-S) |  |  |  | pcs | 21 | 60 days |  | Myrnograd, Donetsk region
r_32402870_26 | SE "Regional electric networks" | electricity | SF6 switch 110 kV | LTB 123 D1 / B | drive type FSA1, the number of additional. contacts 7NV + 7NZ (standard), polymer insulation, standard leak path length 25mm / kV, with supporting structure of standard height 2.5 m |  |  | pcs | 7 | 60 days |  | Myrnograd, Donetsk region
r_32402870_27 | SE "Regional electric networks" | electricity | High-frequency barrier |  | with barrier band 76-1000kHz z = 470 Ohm complete with adjustment element and overvoltage limiter VZ-1250-0,5U1 |  |  | pcs | 3 | 60 days |  | Myrnograd, Donetsk region
r_32402870_28 | SE "Regional electric networks" | electricity | Communication capacitor |  | in the composite case the isolating support with sets of hardware from stainless steel for fastening of a bushing with a contact conclusion of SMAPV (K) -110 / V3-6,4UHL1 |  |  | pcs | 3 | 60 days |  | Myrnograd, Donetsk region
r_32402870_29 | SE "Regional electric networks" | electricity | Overvoltage limiter type | PEXLIM Q108-YH123 | rated voltage of 108 kV arrester, complete with earthing (1HSA420000-A) terminals, insulating base (1HSA430000-A) and meter |  |  | pcs | 6 | 60 days |  | Myrnograd, Donetsk region
r_32402870_30 | SE "Regional electric networks" | electricity | Disconnector single-phase horizontal-rotary with a double break of 110 kV | GW56-126D | 1250 A, 40 kA / 3 c, one set of grounding knives, two motor drives, porcelain insulation, specific leakage path length 25 mm / kV, without supporting structure (with drive lever length above 5 m) |  |  | pcs | 4 | 60 days |  | Myrnograd, Donetsk region
r_32402870_30 | SE "Regional electric networks" | electricity | Disconnector single-phase horizontal-rotary with a double break of 110 kV | GW56-126D | 1250 A, 40 kA / 3 c, two sets of grounding knives, three motor drives, porcelain insulation, specific leakage path length 25 mm / kV, without supporting structure (with drive lever length above 3.6 m) |  |  | pcs | 1 | 60 days |  | Myrnograd, Donetsk region
r_32402870_31 | SE "Regional electric networks" | electricity | Disconnector three-phase horizontal-rotary with a double break of 110 kV | GW56-126DII | 1250 A, 40 kA / 3 c, two sets of earthing knives, three motor drives, porcelain insulation, specific leakage path length 25 mm / kV, without supporting structure (with drive lever length above 5 m) |  |  | pcs | 2 | 60 days |  | Myrnograd, Donetsk region
r_32402870_31 | SE "Regional electric networks" | electricity | Disconnector three-phase horizontal-rotary with a double break of 110 kV | GW56-126D | 1250 A, 40 kA / 3 c, one set of grounding knives, two motor drives, porcelain insulation, specific leakage path length 25 mm / kV, without supporting structure (with drive lever length above 5 m) |  |  | pcs | 25 | 60 days |  | Myrnograd, Donetsk region
r_32402870_31 | SE "Regional electric networks" | electricity | Disconnector three-phase horizontal-rotary with a double break of 110 kV | GW56-126D | 1250 A, 40 kA / 3 c, two sets of grounding knives, three motor drives, porcelain insulation, specific leakage path length 25 mm / kV, without supporting structure (with drive lever length above 3.6 m) |  |  | pcs | 6 | 60 days |  | Myrnograd, Donetsk region
r_32402870_32 | SE "Regional electric networks" | electricity | Voltage transformer | EMF170 | 126 kV, 110000 / V3, 1.5 / 30c, -40 / + 40 ° C, polymer insulator, total leakage path length 4520 mm, 4 windings |  |  | pcs | 7 | 60 days |  | Myrnograd, Donetsk region
r_32402870_33 | SE "Regional electric networks" | electricity | Current transformer | IMB 123 | maximum operating voltage 126 kV, 40 kA / 3 c (100 kA), Rf = 1.2 (600A), -40 / + 40 ° C, polymer insulator, total leakage path length 3625 mm, 7 windings |  |  | pcs | 30 | 60 days |  | Myrnograd, Donetsk region
r_23399393_1 | JSC "Mykolaivoblenergo" | electricity | Truck 10-15 tons |  |  |  |  | pcs. | 2
r_23399393_2 | JSC "Mykolaivoblenergo" | electricity | The car dump truck to 10 t. |  |  |  |  | pcs. | 1
r_23399393_3 | JSC "Mykolaivoblenergo" | electricity | Car tractor up to 25 tons. |  |  |  |  | pcs. | 1
r_23399393_4 | JSC "Mykolaivoblenergo" | electricity | KRAZ -250 car |  |  |  |  | pcs. | 1
r_23399393_5 | JSC "Mykolaivoblenergo" | electricity | Autotower type AP-18 |  |  |  |  | pcs. | 2
r_23399393_6 | JSC "Mykolaivoblenergo" | electricity | VS-32 aerial platform |  |  |  |  | pcs. | 2
r_23399393_7 | JSC "Mykolaivoblenergo" | electricity | JCB excavator |  |  |  |  | pcs. | 1
r_23399393_8 | JSC "Mykolaivoblenergo" | electricity | 35/10 kV power transformer with a capacity of 10 MVA with on-load tap-changer. |  |  |  |  | pcs. | 2
r_23399393_9 | JSC "Mykolaivoblenergo" | electricity | Vacuum switch with a voltage of 35 kV complete with relay protection device. |  |  |  |  | pcs. | 12
r_23399393_10 | JSC "Mykolaivoblenergo" | electricity | Diesel generator stationary 100 kW |  |  |  |  | pcs. | 2
r_23399393_11 | JSC "Mykolaivoblenergo" | electricity | Gasoline generator of 5 kW |  |  |  |  | pcs. | 8
r_23399393_12 | JSC "Mykolaivoblenergo" | electricity | The device is welding portable |  |  |  |  | pcs. | 8
r_23399393_13 | JSC "Mykolaivoblenergo" | electricity | Vacuum switch with a voltage of 10 kV complete with relay protection device |  |  |  |  | pcs. | 40
r_23399393_14 | JSC "Mykolaivoblenergo" | electricity | Polymer insulators LKTs-35/70 |  |  |  |  | pcs. | 190
r_23399393_15 | JSC "Mykolaivoblenergo" | electricity | PS-70 insulators |  |  |  |  | pcs.
r_23399393_16 | JSC "Mykolaivoblenergo" | electricity | Racks of support reinforced concrete SK-22.2 |  |  |  |  | pcs. | 20
r_23399393_17 | JSC "Mykolaivoblenergo" | electricity | KTP checkpoints with a cable input of 400 kVA |  |  |  |  | pcs. | 5
r_23399393_18 | JSC "Mykolaivoblenergo" | electricity | KTP dead-end, air input, 400 kVA |  |  |  |  | pcs. | 5
r_23399393_19 | JSC "Mykolaivoblenergo" | electricity | KTP deadlock, air input of 250 kVA |  |  |  |  | pcs. | 4
r_23399393_20 | JSC "Mykolaivoblenergo" | electricity | KTP deadlock, air input 160kVA |  |  |  |  | pcs. | 6
r_23399393_21 | JSC "Mykolaivoblenergo" | electricity | KTP dead-end, air input of 100 kVA |  |  |  |  | pcs. | 12
r_23399393_22 | JSC "Mykolaivoblenergo" | electricity | Racks of support reinforced concrete SV-10,5-5 |  |  |  |  | pcs. | 120
r_23399393_23 | JSC "Mykolaivoblenergo" | electricity | Support struts reinforced concrete SV-9,5-2 |  |  |  |  | pcs. | 80
r_23399393_24 | JSC "Mykolaivoblenergo" | electricity | Automatic switches, 0.4kV, 100A |  |  |  |  | pcs. | 50
r_23399393_25 | JSC "Mykolaivoblenergo" | electricity | Automatic switches, 0.4kV, 160A |  |  |  |  | pcs. | 50
r_23399393_26 | JSC "Mykolaivoblenergo" | electricity | Automatic switches, 0.4kV, 250A |  |  |  |  | pcs. | 50
r_23399393_27 | JSC "Mykolaivoblenergo" | electricity | Insulator checkpoint IPU-10kV |  |  |  |  | pcs. | 120
r_23399393_28 | JSC "Mykolaivoblenergo" | electricity | ASBl 3x120 cable |  |  |  |  | km. | 8
r_23399393_29 | JSC "Mykolaivoblenergo" | electricity | Couplings are cable, connecting voltage of 10 kV 3x70-120 mm. sq. |  |  |  |  | pcs. | 280
r_23399393_30 | JSC "Mykolaivoblenergo" | electricity | Couplings are cable, connecting voltage of 10 kV of 3x150-240 mm. sq., pcs. |  |  |  |  | pcs. | 80
r_23399393_31 | JSC "Mykolaivoblenergo" | electricity | Power transformer TMG10 / 0.4, 100 kVA |  |  |  |  | pcs. | 14
r_23399393_32 | JSC "Mykolaivoblenergo" | electricity | Power transformer TMG10 / 0.4, 160 kVA |  |  |  |  | pcs. | 10
r_23399393_33 | JSC "Mykolaivoblenergo" | electricity | Power transformer TMG10 / 0.4, 250 kVA |  |  |  |  | pcs. | 8
r_23399393_34 | JSC "Mykolaivoblenergo" | electricity | Power transformer TMG10 / 0.4, 400 kVA |  |  |  |  | pcs. | 4
r_23399393_35 | JSC "Mykolaivoblenergo" | electricity | VOLTAGE TRANSFORMER US-6 |  |  |  |  | pcs. | 6
r_23399393_36 | JSC "Mykolaivoblenergo" | electricity | NAP-10 VOLTAGE TRANSFORMER |  |  |  |  | pcs. | 50
r_23399393_37 | JSC "Mykolaivoblenergo" | electricity | TOLU CURRENT TRANSFORMER-10-2.2-G2-0.5S // 10P-400/5 |  |  |  |  | pcs. | 5
r_23399393_38 | JSC "Mykolaivoblenergo" | electricity | TOLU CURRENT TRANSFORMER-10-2.2-G2-0.5S // 10P-150/5 |  |  |  |  | pcs. | 10
r_23399393_39 | JSC "Mykolaivoblenergo" | electricity | TOLU CURRENT TRANSFORMER-10-2.2-G2-0.5S // 10P-600/5 |  |  |  |  | pcs. | 5
r_23399393_40 | JSC "Mykolaivoblenergo" | electricity | TPOLU CURRENT TRANSFORMER-10-2.2-G1-0,5S // 10P-50/5 |  |  |  |  | pcs. | 30
r_23399393_41 | JSC "Mykolaivoblenergo" | electricity | TOLU CURRENT TRANSFORMER-10-2.2-G2-0.5S // 10P-100/5 |  |  |  |  | pcs. | 20
r_23399393_42 | JSC "Mykolaivoblenergo" | electricity | TPOLU CURRENT TRANSFORMER-10-2.2-G1-0,5S // 10P-100/5 |  |  |  |  | pcs. | 20
r_23399393_43 | JSC "Mykolaivoblenergo" | electricity | TPOLU CURRENT TRANSFORMER-10-2.2-2G-0,5S // 10P-150/5 |  |  |  |  | pcs. | 30
r_23399393_44 | JSC "Mykolaivoblenergo" | electricity | TPOLU CURRENT TRANSFORMER-10-2.2-2G-0,5S // 10P-200/5 |  |  |  |  | pcs. | 4
r_23399393_45 | JSC "Mykolaivoblenergo" | electricity | TOLU CURRENT TRANSFORMER-10-2.2-G2-0.5S // 10P-200/5, |  |  |  |  | pcs. | 4
r_23399393_46 | JSC "Mykolaivoblenergo" | electricity | TPOLU CURRENT TRANSFORMER-10-2.2-2G-0,5S // 10P-300/5 |  |  |  |  | pcs. | 4
r_23399393_47 | JSC "Mykolaivoblenergo" | electricity | TOLU CURRENT TRANSFORMER-10-2.2-G2-0.5S // 10P-300/5 |  |  |  |  | pcs. | 4
r_23399393_48 | JSC "Mykolaivoblenergo" | electricity | TPOLU CURRENT TRANSFORMER-10-2.2-2G-0,5S // 10P-400/5 |  |  |  |  | pcs. | 3
r_23399393_49 | JSC "Mykolaivoblenergo" | electricity | TPOLU CURRENT TRANSFORMER-10-2.2-2G-0,5S // 10P-600/5 |  |  |  |  | pcs. | 3
r_23399393_50 | JSC "Mykolaivoblenergo" | electricity | CURRENT TRANSFORMER TPL-10 75/5 (0.5S) |  |  |  |  | pcs. | 12
r_23399393_51 | JSC "Mykolaivoblenergo" | electricity | CURRENT TRANSFORMER TPLU-10-1.2-2V-0.5S // 10P-400/5 |  |  |  |  | pcs. | 4
r_23399393_52 | JSC "Mykolaivoblenergo" | electricity | CURRENT TRANSFORMER TPLU-10-1.2-1V-0,5S // 10P-30/5 |  |  |  |  | pcs. | 6
r_23399393_53 | JSC "Mykolaivoblenergo" | electricity | CURRENT TRANSFORMER TPLU-10-1.2-1V-0,5S // 10P-50/5 |  |  |  |  | pcs. | 42
r_23399393_54 | JSC "Mykolaivoblenergo" | electricity | TPLU-10-1.2-1V-0.5S / 10P-75/5 CURRENT TRANSFORMER |  |  |  |  | pcs. | 6
r_23399393_55 | JSC "Mykolaivoblenergo" | electricity | TPLU-10-1.2-1V-0.5S / 10P-100/5 CURRENT TRANSFORMER |  |  |  |  | pcs. | 24
r_23399393_56 | JSC "Mykolaivoblenergo" | electricity | CURRENT TRANSFORMER TPLU-10-1.2-2V-0.5S // 10P-150/5 |  |  |  |  | pcs. | 4
r_23399393_57 | JSC "Mykolaivoblenergo" | electricity | TPLU-10-1.2-2V-0.5S / 10P-200/5 CURRENT TRANSFORMER |  |  |  |  | pcs. | 3
r_23399393_58 | JSC "Mykolaivoblenergo" | electricity | TPLU-10-1.2-2V-0.5S / 10P-300/5 CURRENT TRANSFORMER |  |  |  |  | pcs. | 3
r_23399393_59 | JSC "Mykolaivoblenergo" | electricity | CURRENT TRANSFORMER TPL-E-12-02-0,5S / 10P 75/5 U2 |  |  |  |  | pcs. | 24
r_23399393_60 | JSC "Mykolaivoblenergo" | electricity | CURRENT TRANSFORMER TPL-E-12-03-0,2S / 10R / 10P 100/5 U2 |  |  |  |  | pcs. | 18
r_23399393_61 | JSC "Mykolaivoblenergo" | electricity | CURRENT TRANSFORMER TPL-E-12-03-0,2S / 10R / 10P 150/5 U2 |  |  |  |  | pcs. | 14
r_23399393_62 | JSC "Mykolaivoblenergo" | electricity | CURRENT TRANSFORMER TPL-E-12-03-0,2S / 10R / 10P-200/5 U2 |  |  |  |  | pcs. | 4
r_23399393_63 | JSC "Mykolaivoblenergo" | electricity | CURRENT TRANSFORMER TPL-E-12-03-0,2S / 10R / 10P 300/5 U2 |  |  |  |  | pcs. | 4
r_23399393_64 | JSC "Mykolaivoblenergo" | electricity | PKT FUSE 011-10-16-31,5 U1 |  |  |  |  | pcs. | 24
r_23399393_65 | JSC "Mykolaivoblenergo" | electricity | PKT FUSE 011-6-20-40 U1 BRASS (SET) |  |  |  |  | pcs. | 24
r_23399393_66 | JSC "Mykolaivoblenergo" | electricity | Fuse PKT 012-6-80-20 U1 BRASS (KIT) |  |  |  |  | pcs. | 32
r_23399393_67 | JSC "Mykolaivoblenergo" | electricity | FUSE PKT 013-6-100-31,5 U1 BRASS (KIT) |  |  |  |  | pcs. | 14
r_23399393_68 | JSC "Mykolaivoblenergo" | electricity | Fuse PKT 013-10-100-31,5 U1 BRASS (KIT) |  |  |  |  | pcs. | 12
r_23399393_69 | JSC "Mykolaivoblenergo" | electricity | FUSE PKT 012-10-40-31,5 U1 BRASS (SET) |  |  |  |  | pcs. | 24
r_23399393_70 | JSC "Mykolaivoblenergo" | electricity | SWITCH OF VR-32 / 100A, |  |  |  |  | pcs. | 12
r_23399393_71 | JSC "Mykolaivoblenergo" | electricity | SWITCH OF VR-32 / 250A |  |  |  |  | pcs. | 20
r_23399393_72 | JSC "Mykolaivoblenergo" | electricity | SWITCH OF VR-32 / 400A |  |  |  |  | pcs. | 10
r_23399393_73 | JSC "Mykolaivoblenergo" | electricity | SWITCH OF VR-32 / 630A |  |  |  |  | pcs. | 10
r_23399393_74 | JSC "Mykolaivoblenergo" | electricity | SWITCH RE19-39 |  |  |  |  | pcs. | 12
r_23399393_75 | JSC "Mykolaivoblenergo" | electricity | SWITCH RE19-41 |  |  |  |  | pcs. | 18
r_23399393_76 | JSC "Mykolaivoblenergo" | electricity | SWITCH RE 19-43 |  |  |  |  | pcs. | 16
r_23399393_77 | JSC "Mykolaivoblenergo" | electricity | SWITCH RE 19-44 |  |  |  |  | pcs. | 12
r_23399393_78 | JSC "Mykolaivoblenergo" | electricity | SWITCH RE 19-45 |  |  |  |  | pcs. | 10
r_23399393_79 | JSC "Mykolaivoblenergo" | electricity | OVERVOLTAGE LIMITER 35 KV OPN VR / TEL-35 / 40.5 UHL-1 |  |  |  |  | pcs. | 30
r_23399393_80 | JSC "Mykolaivoblenergo" | electricity | OVERVOLTAGE LIMITER OPNP-10 / 11,5 / 10/2 / 1V / UHL 1 |  |  |  |  | pcs. | 30
r_23399393_81 | JSC "Mykolaivoblenergo" | electricity | OVERVOLTAGE LIMITER OPNP-6 UHL1 |  |  |  |  | pcs. | 30
r_23399393_82 | JSC "Mykolaivoblenergo" | electricity | OVERVOLTAGE LIMITER OPN-RT-TEL-10 / 11.5 UHL2 |  |  |  |  | pcs. | 30
r_23399393_83 | JSC "Mykolaivoblenergo" | electricity | OVERVOLTAGE LIMITER 6 KV OPN-P-6/8 10 / 550-04 UHL2 |  |  |  |  | pcs. | 30
r_23399393_84 | JSC "Mykolaivoblenergo" | electricity | OVERVOLTAGE LIMITER 10 KV OPN-P-10 / 12,7 / 10/600 |  |  |  |  | pcs. | 30
r_23399393_85 | JSC "Mykolaivoblenergo" | electricity | 35 KV OVERVOLTAGE LIMITER OPN-P-35 / 40,5 / 10 / 550-03 |  |  |  |  | pcs. | 30
r_23399393_86 | JSC "Mykolaivoblenergo" | electricity | CLAMP TENSIONING ZN-1.1 |  |  |  |  | pcs. | 12
r_23399393_87 | JSC "Mykolaivoblenergo" | electricity | CLAMP TENSIONING ZN-1.2 |  |  |  |  | pcs. | 12
r_23399393_88 | JSC "Mykolaivoblenergo" | electricity | CLAMP TENSIONING ZN 1.5 |  |  |  |  | pcs. | 12
r_23399393_89 | JSC "Mykolaivoblenergo" | electricity | CLAMP TENSIONING ZN-2.1 |  |  |  |  | pcs. | 12
r_23399393_90 | JSC "Mykolaivoblenergo" | electricity | CLAMP TENSIONING ZN-2.2 |  |  |  |  | pcs. | 12
r_23399393_91 | JSC "Mykolaivoblenergo" | electricity | CLAMP TENSIONING ZN-2.4 |  |  |  |  | pcs. | 12
r_23399393_92 | JSC "Mykolaivoblenergo" | electricity | CLAMP TENSIONING ZN-2.5 |  |  |  |  | pcs. | 12
r_23399393_93 | JSC "Mykolaivoblenergo" | electricity | CLAMP TENSIONING ZN-2.3 |  |  |  |  | pcs. | 12
r_23399393_94 | JSC "Mykolaivoblenergo" | electricity | CLAMP TENSIONING ASSEMBLY ZNM 120 |  |  |  |  | pcs. | 12
r_23399393_95 | JSC "Mykolaivoblenergo" | electricity | BRANCH CLAMP ZV-1.1.2 |  |  |  |  | pcs. | 12
r_23399393_96 | JSC "Mykolaivoblenergo" | electricity | BRANCH CLAMP ZV-1.1.4 |  |  |  |  | pcs. | 12
r_23399393_97 | JSC "Mykolaivoblenergo" | electricity | BRANCH CLAMP ZV-1.2.0 |  |  |  |  | pcs. | 12
r_23399393_98 | JSC "Mykolaivoblenergo" | electricity | BRANCH CLAMP ZV-1.2.2 |  |  |  |  | pcs. | 12
r_23399393_99 | JSC "Mykolaivoblenergo" | electricity | BRANCH CLAMP ZV-1.2.4 |  |  |  |  | pcs. | 12
r_23399393_100 | JSC "Mykolaivoblenergo" | electricity | BRANCH CLAMP PUNCTURE Z-2061 |  |  |  |  | pcs. | 12
r_23399393_101 | JSC "Mykolaivoblenergo" | electricity | CLAMPING BRANCH PUNCHING Z-206 |  |  |  |  | pcs. | 12
r_23399393_102 | JSC "Mykolaivoblenergo" | electricity | CLAMP SUPPORTING ZP-3.1 |  |  |  |  | pcs. | 12
r_23399393_103 | JSC "Mykolaivoblenergo" | electricity | CLAMP SUPPORTING ZP-3.2 |  |  |  |  | pcs. | 12
r_23399393_104 | JSC "Mykolaivoblenergo" | electricity | COPPER COPPER TYPE F 16 |  |  |  |  | pcs. | 100
r_23399393_105 | JSC "Mykolaivoblenergo" | electricity | COPPER COPPER TYPE F 25 |  |  |  |  | pcs. | 100
r_23399393_106 | JSC "Mykolaivoblenergo" | electricity | COPPER COPPER TYPE F 35 |  |  |  |  | pcs. | 100
r_23399393_107 | JSC "Mykolaivoblenergo" | electricity | COPPER COPPER TYPE F 50 |  |  |  |  | pcs. | 100
r_23399393_108 | JSC "Mykolaivoblenergo" | electricity | COPPER COPPER TYPE F 70 |  |  |  |  | pcs. | 100
r_23399393_109 | JSC "Mykolaivoblenergo" | electricity | COPPER COPPER TYPE F 95 |  |  |  |  | pcs. | 100
r_23399393_110 | JSC "Mykolaivoblenergo" | electricity | COPPER COPPER TYPE F 120 |  |  |  |  | pcs. | 100
r_23399393_111 | JSC "Mykolaivoblenergo" | electricity | TYPE CABLE ALUMINUM F 16.0 |  |  |  |  | pcs. | 100
r_23399393_112 | JSC "Mykolaivoblenergo" | electricity | ALUMINUM CABLE TYPE F 25 |  |  |  |  | pcs. | 100
r_23399393_113 | JSC "Mykolaivoblenergo" | electricity | ALUMINUM CABLE TYPE F 35 |  |  |  |  | pcs. | 100
r_23399393_114 | JSC "Mykolaivoblenergo" | electricity | ALUMINUM CABLE TYPE F 50 |  |  |  |  | pcs. | 100
r_23399393_115 | JSC "Mykolaivoblenergo" | electricity | ALUMINUM CABLE TYPE F 70 |  |  |  |  | pcs. | 100
r_23399393_116 | JSC "Mykolaivoblenergo" | electricity | ALUMINUM CABLE TYPE F 95 |  |  |  |  | pcs. | 100
r_23399393_117 | JSC "Mykolaivoblenergo" | electricity | ALUMINUM CABLE TYPE F 120 |  |  |  |  | pcs. | 100
r_23399393_118 | JSC "Mykolaivoblenergo" | electricity | ALUMINUM CABLE TYPE F 150 |  |  |  |  | pcs. | 100
r_23399393_119 | JSC "Mykolaivoblenergo" | electricity | ALUMINUM CABLE TYPE F 185 |  |  |  |  | pcs. | 100
r_23399393_120 | JSC "Mykolaivoblenergo" | electricity | ALUMINUM CABLE TYPE F 240 |  |  |  |  | pcs. | 100
r_23399393_121 | JSC "Mykolaivoblenergo" | electricity | WIRE | WIRE SIP-5 (NG) 4X16 |  |  |  | km. | 12
r_23399393_121 | JSC "Mykolaivoblenergo" | electricity | WIRE | WIRE SIP-5 (NG) 4X25 |  |  |  | km. | 1
r_23399393_121 | JSC "Mykolaivoblenergo" | electricity | WIRE | WIRE SIP-5 (NG) 4X35 |  |  |  | km. | 12
r_23399393_121 | JSC "Mykolaivoblenergo" | electricity | WIRE | WIRE SIP-5 (NG) 4X50 |  |  |  | km. | 8
r_23399393_121 | JSC "Mykolaivoblenergo" | electricity | WIRE | WIRE SIP-5 (NG) 4X70 |  |  |  | km. | 7
r_23399393_121 | JSC "Mykolaivoblenergo" | electricity | WIRE | WIRE SIP-5 (NG) 4X95 |  |  |  | km. | 6
r_23399393_121 | JSC "Mykolaivoblenergo" | electricity | WIRE | WIRE SIP-5 (NG) 4X120 |  |  |  | km. | 5
r_23399393_121 | JSC "Mykolaivoblenergo" | electricity | WIRE | WIRE AC-50 / 8.0 |  |  |  | t. | 6
r_23399393_121 | JSC "Mykolaivoblenergo" | electricity | WIRE | WIRE AC-70/11 |  |  |  | t. | 10
r_23399393_121 | JSC "Mykolaivoblenergo" | electricity | WIRE | WIRE AC-95/16 |  |  |  | t. | 6
r_23399393_121 | JSC "Mykolaivoblenergo" | electricity | WIRE | WIRE AC-120/19 |  |  |  | t. | 5
r_23399393_121 | JSC "Mykolaivoblenergo" | electricity | WIRE | WIRE AC-150/19 |  |  |  | t. | 10
r_23399393_121 | JSC "Mykolaivoblenergo" | electricity | WIRE | WIRE AC-185/29 |  |  |  | t. | 5
r_23399393_121 | JSC "Mykolaivoblenergo" | electricity | WIRE | WIRE AC-240/39 |  |  |  | t. | 5
r_23399393_121 | JSC "Mykolaivoblenergo" | electricity | WIRE | WIRE AC-300/39 |  |  |  | t. | 5
r_23399393_121 | JSC "Mykolaivoblenergo" | electricity | WIRE | WIRE AC-500/336 |  |  |  | t. | 2022-02-17
r_23399393_122 | JSC "Mykolaivoblenergo" | electricity | CHANNEL № 12 |  |  |  |  | t. | 6
r_23399393_123 | JSC "Mykolaivoblenergo" | electricity | CHANNEL № 16 |  |  |  |  | t. | 6
r_23399393_124 | JSC "Mykolaivoblenergo" | electricity | STEEL STRIP 40X4 |  |  |  |  | t. | 2
r_23399393_125 | JSC "Mykolaivoblenergo" | electricity | ANGLE STEEL 63Х63Х5 |  |  |  |  | t. | 4
r_23399393_126 | JSC "Mykolaivoblenergo" | electricity | REINFORCEMENT F 16.0 mm. |  |  |  |  | t. | 3
r_23399393_127 | JSC "Mykolaivoblenergo" | electricity | ALUMINUM BUS 5X50 |  |  |  |  | kg. | 100
r_23359034_1 | DTEK DNIPRO GRIDS JSC | electricity | The transformer is power two-winding, analog of TDN-10000 of 35/10 kV |  |  |  | ETD Transformers, PJSC "ZTR" | 2 | pcs
r_23359034_2 | DTEK DNIPRO GRIDS JSC | electricity | The transformer is power two-winding, analog of TDN-4000 of 35/6 kV |  |  |  | ETD Transformers. PJSC "ZTR" | 2 | pcs.
r_23359034_3 | DTEK DNIPRO GRIDS JSC | electricity | Vacuum switch of 35 kV, 1000A, 16 kA with the spring drive, power supply of alternating current of 220 in |  |  |  | ABB, Siemens | 5 | pcs.
r_23359034_4 | DTEK DNIPRO GRIDS JSC | electricity | 35 kV 1000 A disconnector with two earthing knives that do not require maintenance for the entire service life |  |  |  | ABB, Siemens | 10 | pcs.
r_23359034_5 | DTEK DNIPRO GRIDS JSC | electricity | 35 kV current transformers with cast insulation 100/5, number of secondary windings 3 pcs: 10P / 10P / 0.5 S |  |  |  | ABB, Siemens | 9 | pcs.
r_23359034_6 | DTEK DNIPRO GRIDS JSC | electricity | 35 kV current transformers with cast insulation 200/5, number of secondary windings 3 pcs: 10P / 10P / 0.5 S |  |  |  | ABB, Siemens | 9 | pcs.
r_23359034_7 | DTEK DNIPRO GRIDS JSC | electricity | 35 kV voltage transformer with cast insulation |  |  |  | ABB, Siemens | 9 | pcs
r_23359034_8 | DTEK DNIPRO GRIDS JSC | electricity | Overvoltage limiter 35 kV Ur = 40.5 kV |  |  |  | ABB | 60 | pcs.
r_23359034_9 | DTEK DNIPRO GRIDS JSC | electricity | Complete switchgear (KRPZ) 35 kV consisting of: two sections with a sectional switch. In each section - three cells (cable entry, transformer input, HV) + space for one spare cell |  |  |  | ABB | 1 | pcs.
r_23359034_10 | DTEK DNIPRO GRIDS JSC | electricity | Wire AC-95 |  |  |  | PJSC "Yuzhkabel Plant", PJSC "Zaporozhye Cable Plant", PJSC "AZOVKABEL", PJSC "Odeskabel", LLC "Krok GT", LLC "EUROPAN", LLC "ELIZ" | 10 | t.
r_23359034_11 | DTEK DNIPRO GRIDS JSC | electricity | Wire AC-120/19 |  |  |  | PJSC "Yuzhkabel Plant", PJSC "Zaporozhye Cable Plant", PJSC "AZOVKABEL", PJSC "Odeskabel", LLC "Krok GT", LLC "EUROPAN", LLC "ELIZ" | 15 | t.
r_23359034_12 | DTEK DNIPRO GRIDS JSC | electricity | Wire AC-150 |  |  |  | PJSC "Yuzhkabel Plant", PJSC "Zaporozhye Cable Plant", PJSC "AZOVKABEL", PJSC "Odeskabel", LLC "Krok GT", LLC "EUROPAN", LLC "ELIZ" | 10 | t.
r_23359034_13 | DTEK DNIPRO GRIDS JSC | electricity | Wire AC-240 |  |  |  | PJSC "Yuzhkabel Plant", PJSC "Zaporozhye Cable Plant", PJSC "AZOVKABEL", PJSC "Odeskabel", LLC "Krok GT", LLC "EUROPAN", LLC "ELIZ" | 8 | t.
r_23359034_14 | DTEK DNIPRO GRIDS JSC | electricity | Wire AC-300 |  |  |  | PJSC "Yuzhkabel Plant", PJSC "Zaporozhye Cable Plant", PJSC "AZOVKABEL", PJSC "Odeskabel", LLC "Krok GT", LLC "EUROPAN", LLC "ELIZ" | 8 | t.
r_23359034_15 | DTEK DNIPRO GRIDS JSC | electricity | Spot clamp PA-1 |  |  |  | LLC Armlit-Donbass, LLC PKF-Energotechservice, LLC ALIT, LLC PTK - VL Kit | 4000 | pcs
r_23359034_16 | DTEK DNIPRO GRIDS JSC | electricity | Spot clamp PA-2 |  |  |  | LLC Armlit-Donbass, LLC PKF-Energotechservice, LLC ALIT, LLC PTK - VL Kit | 3000 | pcs
r_23359034_17 | DTEK DNIPRO GRIDS JSC | electricity | Spot clamp PA-3 |  |  |  | LLC Armlit-Donbass, LLC PKF-Energotechservice, LLC ALIT, LLC PTK - VL Kit | 300 | pcs
r_23359034_18 | DTEK DNIPRO GRIDS JSC | electricity | SOAS - 50 |  |  |  | LLC Armlit-Donbass, LLC PKF-Energotechservice, LLC ALIT, LLC PTK - VL Kit | 3000 | pcs
r_23359034_19 | DTEK DNIPRO GRIDS JSC | electricity | SOAS - 70 |  |  |  | LLC Armlit-Donbass, LLC PKF-Energotechservice, LLC ALIT, LLC PTK - VL Kit | 3000 | pcs
r_23359034_20 | DTEK DNIPRO GRIDS JSC | electricity | SOAS - 120 |  |  |  | LLC Armlit-Donbass, LLC PKF-Energotechservice, LLC ALIT, LLC PTK - VL Kit | 3000 | pcs
r_23359034_21 | DTEK DNIPRO GRIDS JSC | electricity | SOAS - 150 |  |  |  | LLC Armlit-Donbass, LLC PKF-Energotechservice, LLC ALIT, LLC PTK - VL Kit | 2000 | pcs
r_23359034_22 | DTEK DNIPRO GRIDS JSC | electricity | SOAS -240 |  |  |  | LLC Armlit-Donbass, LLC PKF-Energotechservice, LLC ALIT, LLC PTK - VL Kit | 1000 | pcs
r_23359034_23 | DTEK DNIPRO GRIDS JSC | electricity | PAS thermal cartridges |  |  |  | are not made in Ukraine, dual-use products | 500 | pcs
r_23359034_24 | DTEK DNIPRO GRIDS JSC | electricity | Thermo matches |  |  |  | are not made in Ukraine, dual-use products | 100 | pcs
r_23359034_25 | DTEK DNIPRO GRIDS JSC | electricity | Insulators glass PS-70 |  |  |  | Lviv Insulation Company LLC | 3000 | pcs
r_23359034_26 | DTEK DNIPRO GRIDS JSC | electricity | Insulators glass PS-120 |  |  |  | Lviv Insulation Company LLC | 2000 | pcs
r_23359034_27 | DTEK DNIPRO GRIDS JSC | electricity | Polymer insulators LKTs-70-150 |  |  |  | LLC "ISOPLAST", LLC NPP "ES Polymer", LLC "SLAVENERGOPROM", SE "Research Institute of High Voltages" | 3000 | pcs
r_23359034_28 | DTEK DNIPRO GRIDS JSC | electricity | Polymer insulators LKTs-120-150 |  |  |  | LLC "ISOPLAST", LLC NPP "ES Polymer", LLC "SLAVENERGOPROM", SE "Research Institute of High Voltages" | 800 | pcs
r_23359034_29 | DTEK DNIPRO GRIDS JSC | electricity | Polymer insulators LKTs-70-110 |  |  |  | LLC "ISOPLAST", LLC NPP "ES Polymer", LLC "SLAVENERGOPROM", SE "Research Institute of High Voltages" | 3000 | pcs
r_23359034_30 | DTEK DNIPRO GRIDS JSC | electricity | Polymer insulators LKTs-120-110 |  |  |  | LLC "ISOPLAST", LLC NPP "ES Polymer", LLC "SLAVENERGOPROM", SE "Research Institute of High Voltages" | 800 | pcs
r_23359034_31 | DTEK DNIPRO GRIDS JSC | electricity | support SV-105 |  | reinforced concrete supports, vibrated 10.5 m long, bending moment 5 t / m |  | Belotserkovsky plant of reinforced concrete / Svitlovodsky plant of reinforced concrete / Novomoskovsk plant of reinforced concrete (Reclamation) | 460 | pcs
r_23359034_32 | DTEK DNIPRO GRIDS JSC | electricity | support SV-95 |  | reinforced concrete supports, vibrated 9.5 m long, bending moment 3 t / m |  | Belotserkovsky plant of reinforced concrete / Svitlovodsky plant of reinforced concrete / Novomoskovsk plant of reinforced concrete (Reclamation) | 700 | pcs
r_23359034_33 | DTEK DNIPRO GRIDS JSC | electricity | traverses TM-3 |  | made of hot-rolled steel (angle 70 mm), pins with a diameter of 20 mm |  | SVK-94 | 460 | pcs
r_23359034_34 | DTEK DNIPRO GRIDS JSC | electricity | U-1 bracket |  | the bracket is made of a steel strip 10 mm thick |  | SVK-94
r_23359034_35 | DTEK DNIPRO GRIDS JSC | electricity | clamp X-12 |  | made of steel rod with a diameter of 16 mm |  | SVK-94 | 460 | pcs
r_23359034_36 | DTEK DNIPRO GRIDS JSC | electricity | TN-9 traverse |  | made of hot-rolled steel (angle 63 mm), pins with a diameter of 16 mm |  | SVK-94 | 1400 | pcs
r_23359034_37 | DTEK DNIPRO GRIDS JSC | electricity | collar X-11 |  | made of steel rod with a diameter of 16 mm |  | SVK-94
r_23359034_38 | DTEK DNIPRO GRIDS JSC | electricity | bracket CH-29 |  | the bracket is made of a steel strip 10 mm thick |  | SVK-94
r_23359034_39 | DTEK DNIPRO GRIDS JSC | electricity | RLN-20 disconnector |  | disconnector of vertical chopping type. Rated voltage 20 kV. Rated current 400A |  | "Electrograd" Zaporozhye plant of high-voltage equipment | 70 | pcs
r_23359034_40 | DTEK DNIPRO GRIDS JSC | electricity | SIP 4 * 50 |  | aluminum wire with a cross section of 50 mm2 in the insulation of light-stabilized cross-linked polyethylene that does not spread combustion. Jute with 4 twisted wires |  | Chernihiv cable, Intercable | 23 | km
r_23359034_41 | DTEK DNIPRO GRIDS JSC | electricity | SIP 4 * 70 |  | aluminum wire with a cross section of 70 mm2 in the insulation of light-stabilized cross-linked polyethylene that does not propagate combustion. Jute with 4 twisted wires |  | Chernihiv cable, Intercable | 23 | km
r_23359034_42 | DTEK DNIPRO GRIDS JSC | electricity | SIP 4 * 95 |  | aluminum wire with a core cross section of 95 mm2 in the insulation of light-stabilized cross-linked polyethylene that does not propagate combustion. Jute with 4 twisted wires |  | Chernihiv cable, Intercable | 23 | km
r_23359034_43 | DTEK DNIPRO GRIDS JSC | electricity | bandage tape |  | stainless steel tape 19-20 mm wide 0.75- 0.8 mm thick. Breaking force 500 kg. |  | Lviv Insulation Company LLC | 2100 | pcs
r_23359034_44 | DTEK DNIPRO GRIDS JSC | electricity | bandage hook |  | linear-suspended fittings for mounting SIP |  | Lviv Insulation Company LLC | 700 | pcs
r_23359034_45 | DTEK DNIPRO GRIDS JSC | electricity | WTO-36 clamp |  | profiled stainless steel plate 2-3 mm thick |  | Lviv Insulation Company LLC | 2100 | pcs
r_23359034_46 | DTEK DNIPRO GRIDS JSC | electricity | clamp SO-118 |  | linear-suspended fittings for mounting SIP |  | Lviv Insulation Company LLC | 200 | pcs
r_23359034_47 | DTEK DNIPRO GRIDS JSC | electricity | clamp SO-130 |  | linear-suspended fittings for mounting SIP |  | Lviv Insulation Company LLC | 500 | pcs
r_23359034_48 | DTEK DNIPRO GRIDS JSC | electricity | ShF-20 G insulators |  | pin porcelain insulator for rated voltage up to 1 kV |  | Lviv Insulation Company LLC | 2600 | pcs
r_23359034_49 | DTEK DNIPRO GRIDS JSC | electricity | TF-20 insulators |  | pin porcelain insulator for a nominal voltage of 20 kV |  | Lviv Insulation Company LLC | 1000 | pcs
r_23359034_50 | DTEK DNIPRO GRIDS JSC | electricity | circuit breakers 100A |  | circuit breaker with electronic release for rated current 100 A |  | ABB, Siemens, CHINT | 230 | pcs
r_23359034_51 | DTEK DNIPRO GRIDS JSC | electricity | circuit breakers 160A |  | circuit breaker with electronic release for rated current 160 A |  | ABB, Siemens, CHINT | 230 | pcs
r_23359034_52 | DTEK DNIPRO GRIDS JSC | electricity | circuit breakers 400A |  | circuit breaker with electronic release for rated current 400 A |  | ABB, Siemens, CHINT | 230 | pcs
r_23359034_53 | DTEK DNIPRO GRIDS JSC | electricity | circuit breakers 250A |  | circuit breaker with electronic release for rated current 250 A |  | ABB, Siemens, CHINT | 230 | pcs
r_23359034_54 | DTEK DNIPRO GRIDS JSC | electricity | piercing clamp |  | linear-suspended fittings for mounting SIP |  | Lviv Insulation Plant | 1400 | pcs
r_23359034_55 | DTEK DNIPRO GRIDS JSC | electricity | TMG-25/10 |  | sealed oil-filled transformer with a capacity of 25 kVA and a nominal voltage of 10 kV |  | Khmelnytsky Transformer Plant
r_23359034_56 | DTEK DNIPRO GRIDS JSC | electricity | TMG-25/6 |  | sealed oil-filled transformer with a capacity of 25 kVA and a nominal voltage of 6 kV |  | Khmelnytsky Transformer Plant
r_23359034_57 | DTEK DNIPRO GRIDS JSC | electricity | TMG-40/10 |  | sealed oil-filled transformer with a capacity of 40 kVA and a nominal voltage of 10 kV |  | Khmelnytsky Transformer Plant
r_23359034_58 | DTEK DNIPRO GRIDS JSC | electricity | TMG-40/6 |  | sealed oil-filled transformer with a capacity of 40 kVA and a nominal voltage of 6 kV |  | Khmelnytsky Transformer Plant
r_23359034_59 | DTEK DNIPRO GRIDS JSC | electricity | TMG-63/10 |  | hermetic oil-filled transformer with a capacity of 63 kVA and a nominal voltage of 10 kV |  | Khmelnytsky Transformer Plant
r_23359034_60 | DTEK DNIPRO GRIDS JSC | electricity | TMG-63/6 |  | sealed oil-filled transformer with a capacity of 63 kVA and a nominal voltage of 6 kV |  | Khmelnytsky Transformer Plant
r_23359034_61 | DTEK DNIPRO GRIDS JSC | electricity | TMG-100/10 |  | sealed oil-filled transformer with a capacity of 10 kVA and a nominal voltage of 10 kV |  | Khmelnytsky Transformer Plant
r_23359034_62 | DTEK DNIPRO GRIDS JSC | electricity | TMG-100/6 |  | sealed oil-filled transformer with a capacity of 100 kVA and a nominal voltage of 6 kV |  | Khmelnytsky Transformer Plant
r_23359034_63 | DTEK DNIPRO GRIDS JSC | electricity | TMG-160/10 |  | sealed oil-filled transformer with a capacity of 160 kVA and a nominal voltage of 10 kV |  | Khmelnytsky Transformer Plant
r_23359034_64 | DTEK DNIPRO GRIDS JSC | electricity | TMG-160/6 |  | sealed oil-filled transformer with a capacity of 160 kVA and a nominal voltage of 6 kV |  | Khmelnytsky Transformer Plant
r_23359034_65 | DTEK DNIPRO GRIDS JSC | electricity | TMG-250/10 |  | sealed oil-filled transformer with a capacity of 250 kVA and a nominal voltage of 10 kV |  | Khmelnytsky Transformer Plant
r_23359034_66 | DTEK DNIPRO GRIDS JSC | electricity | TMG-250/6 |  | sealed oil-filled transformer with a capacity of 250 kVA and a nominal voltage of 6 kV |  | Khmelnytsky Transformer Plant
r_23359034_67 | DTEK DNIPRO GRIDS JSC | electricity | TMG-400/10 |  | sealed oil-filled transformer with a capacity of 400 kVA and a nominal voltage of 10 kV |  | Khmelnytsky Transformer Plant
r_23359034_68 | DTEK DNIPRO GRIDS JSC | electricity | TMG-400/6 |  | sealed oil-filled transformer with a capacity of 400 kVA and a nominal voltage of 6 kV |  | Khmelnytsky Transformer Plant
r_23359034_69 | DTEK DNIPRO GRIDS JSC | electricity | TMG-630/6 |  | sealed oil-filled transformer with a capacity of 630 kVA and a nominal voltage of 6 kV |  | Khmelnytsky Transformer Plant
r_23359034_70 | DTEK DNIPRO GRIDS JSC | electricity | TMG-1000/6 |  | sealed oil-filled transformer with a capacity of 1000 kVA and a nominal voltage of 6 kV |  | Khmelnytsky Transformer Plant
r_39307323_1 | DTEK Grids | Electricity | Gas burners for work on cable lines RAYCHEM |  |  |  | China, Europe, North America. | pcs. | 62.00 |  |  | For the repair of cable lines: drying-out of cables and installation of heat shrink sleeves. Lack of burners for emergency recovery teams to carry out work. Burners in difficult conditions quickly fail. There is no possibility of repair.
r_39307323_2 | DTEK Grids | Electricity | Diesel generator set on 250 kW chassis (with 50 meters wires for connection) |  |  |  | China, Europe, North America. | pcs. | 24.00 |  |  | Power supply to critical infrastructure during the power-fail recovery (hospitals, police stations, social facilities, control rooms and production sites of the system operators). During a shortage of electric power supply, critical infrastructure facilities do not perform their functions properly. Hospitals cannot provide quality treatment and care for the sick. Police stations do not fully carry out the fight against crime. Kindergartens and educational institutions do not carry out educational work. Food for children spoils in refrigerators and freezers. Dispatchers cannot fully manage the distribution network. When generators are connected, power is supplied as in normal everyday life
r_39307323_2 | DTEK Grids | Electricity | Diesel generator set on 500 kW chassis (with 50 meters wires for connection) |  |  |  | China, Europe, North America. | pcs. | 17.00 |  |  | Power supply to critical infrastructure during the power-fail recovery (hospitals, police stations, social facilities, control rooms and production sites of the system operators). During a shortage of electric power supply, critical infrastructure facilities do not perform their functions properly. Hospitals cannot provide quality treatment and care for the sick. Police stations do not fully carry out the fight against crime. Kindergartens and educational institutions do not carry out educational work. Food for children spoils in refrigerators and freezers. Dispatchers cannot fully manage the distribution network. When generators are connected, power is supplied as in normal everyday life
r_39307323_3 | DTEK Grids | Electricity | Open end wrench set 6 - 32 mm |  |  |  | China, Europe, North America. | pcs. | 335.00 |  |  | Performance of assembly and dismantling of equipment. The tool with intensive use quickly becomes unusable. Simultaneously, a large number of teams perform work. The purchase is very difficult, deliveries are not carried out.
r_39307323_4 | DTEK Grids | Electricity | Cable shears |  |  |  | China, Europe, North America. | pcs. | 56.00 |  |  | With intensive use, they quickly fail. Without scissors, cutting is carried out with hand saws, which takes a lot of time and physical strength of the staff.
r_39307323_5 | DTEK Grids | Electricity | Hydraulic press for end connectors from 10 to 240 mm. |  |  |  | China, Europe, North America. | pcs. | 56.00 |  |  | Needs for crimping end leads of wires, cables during restoration work. Break down with heavy use. Not repairable.
r_39307323_6 | DTEK Grids | Electricity | LED floodlight, on a tripod |  |  |  | China, Europe, North America. | pcs. | 100.00 |  |  | Illumination of places where emergency and restoration work is carried out for the safety of workers and the quality of work. In severe conditions, they often fail and are damaged. Under military conditions, delivery from abroad is not carried out
r_39307323_7 | DTEK Grids | Electricity | Satellite phones |  |  |  | China, Europe, North America. | pcs. | 250.00 |  |  | Ensuring communication between production teams and control centers in the absence of mobile communications in the area of ​​hostilities and in the "gray" zone
r_39307323_8 | DTEK ENERGY (coal) | Electricity | Diesel generator Matari MR70 - 68kW |  |  |  | Poland, Turkey, China, USA, Europe | pcs. | 2.00 |  |  | Temporary supply of voltage and compressed air to the control systems of lifting machines to ensure the lifting of people from the mine in the case of a power outage, incl. stuck in the trunk in the lifting vessel. Specifications are attached.
r_39307323_9 | DTEK ENERGY (coal) | Electricity | Piston compressor Aircast SB4 / F-500.LT 100-11.0 - 11kW |  |  |  | Poland, Turkey, China, USA, Europe | pcs. | 2.00 |  |  | Temporary supply of voltage and compressed air to the control systems of lifting machines to ensure the lifting of people from the mine in the case of a power outage, incl. stuck in the trunk in the lifting vessel. Specifications are attached.
r_39307323_10 | DTEK ENERGY (coal) | Electricity | Frequency converter 55 kW |  |  |  | Poland, Turkey, China, USA, Europe | pcs. | 2.00 |  |  | Temporary supply of voltage and compressed air to the control systems of lifting machines to ensure the lifting of people from the mine in the case of a power outage, incl. stuck in the trunk in the lifting vessel. Specifications are attached.
r_39307323_11 | DTEK ENERGY (coal) | Electricity | Diesel generator 75 kW |  |  |  | Poland, Turkey, China, USA, Europe | pcs. | 2.00 |  |  | Temporary supply of voltage and compressed air to the control systems of lifting machines to ensure the lifting of people from the mine in the case of a power outage, incl. stuck in the trunk in the lifting vessel. Specifications are attached.
r_39307323_12 | DTEK ENERGY (coal) | Electricity | Diesel generator Start AD 60-T400 - 60 kW - not produced |  |  |  | Poland, Turkey, China, USA, Europe | pcs. | 1.00 |  |  | Temporary supply of voltage and compressed air to the control systems of lifting machines to ensure the lifting of people from the mine in the case of a power outage, incl. stuck in the trunk in the lifting vessel. Specifications are attached.
r_39307323_13 | DTEK ENERGY (coal) | Electricity | Piston compressor AIRCAST SB4 / F-500.LT100, 1400 liters / min, 7.5 kW |  |  |  | Poland, Turkey, China, USA, Europe | pcs. | 1.00 |  |  | Temporary supply of voltage and compressed air to the control systems of lifting machines to ensure the lifting of people from the mine in the case of a power outage, incl. stuck in the trunk in the lifting vessel. Specifications are attached.
r_39307323_14 | DTEK ENERGY (coal) | Electricity | Diesel generator Matari MR 110; 105 kW |  |  |  | Poland, Turkey, China, USA, Europe | pcs. | 1.00 |  |  | Temporary supply of voltage and compressed air to the control systems of lifting machines to ensure the lifting of people from the mine in the case of a power outage, incl. stuck in the trunk in the lifting vessel. Specifications are attached.
r_39307323_14 | DTEK ENERGY (coal) | Electricity | Diesel generator Matari MR 55; 55 kW |  |  |  | Poland, Turkey, China, USA, Europe | pcs. | 1.00 |  |  | Temporary supply of voltage and compressed air to the control systems of lifting machines to ensure the lifting of people from the mine in the case of a power outage, incl. stuck in the trunk in the lifting vessel. Specifications are attached.
r_39307323_15 | DTEK ENERGY (coal) | Electricity | Compressor Matari M100 F75-3; 7.5 kW |  |  |  | Poland, Turkey, China, USA, Europe | pcs. | 1.00 |  |  | Temporary supply of voltage and compressed air to the control systems of lifting machines to ensure the lifting of people from the mine in the case of a power outage, incl. stuck in the trunk in the lifting vessel. Specifications are attached.
r_39307323_16 | DTEK ENERGY (coal) | Electricity | Diesel generator Matari MR 18; 20 kW |  |  |  | Poland, Turkey, China, USA, Europe | pcs. | 1.00 |  |  | Temporary supply of voltage and compressed air to the control systems of lifting machines to ensure the lifting of people from the mine in the case of a power outage, incl. stuck in the trunk in the lifting vessel. Specifications are attached.
r_39307323_16 | DTEK ENERGY (coal) | Electricity | Diesel generator Matary MR 110 |  |  |  | Poland, Turkey, China, USA, Europe | pcs. | 1.00 |  |  | Temporary supply of voltage and compressed air to the control systems of lifting machines to ensure the lifting of people from the mine in the case of a power outage, incl. stuck in the trunk in the lifting vessel. Specifications are attached.
r_39307323_16 | DTEK ENERGY (coal) | Electricity | Diesel generator Matari MR 55; 55 kW |  |  |  | Poland, Turkey, China, USA, Europe | pcs. | 1.00 |  |  | Temporary supply of voltage and compressed air to the control systems of lifting machines to ensure the lifting of people from the mine in the case of a power outage, incl. stuck in the trunk in the lifting vessel. Specifications are attached.
r_39307323_16 | DTEK ENERGY (coal) | Electricity | Diesel generator Matari MR 55; 55 kW |  |  |  | Poland, Turkey, China, USA, Europe | pcs. | 1.00 |  |  | Temporary supply of voltage and compressed air to the control systems of lifting machines to ensure the lifting of people from the mine in the case of a power outage, incl. stuck in the trunk in the lifting vessel. Specifications are attached.
r_39307323_16 | DTEK ENERGY (coal) | Electricity | Diesel generator Konner & Sohnen KS 14-2DE ATSR |  |  |  | Poland, Turkey, China, USA, Europe | pcs. | 2.00 |  |  | Temporary supply of voltage and compressed air to the control systems of lifting machines to ensure the lifting of people from the mine in the case of a power outage, incl. stuck in the trunk in the lifting vessel. Specifications are attached.
r_39307323_17 | DTEK ENERGY (coal) | Electricity | GenSet MPM 15/400 IC-L designed to provide electricity RU-0.4kV |  |  |  | Poland, Turkey, China, USA, Europe | pcs. | 14.00 |  |  | Temporary supply of voltage and compressed air to the control systems of lifting machines to ensure the lifting of people from the mine in the case of a power outage, incl. stuck in the trunk in the lifting vessel. Specifications are attached.
r_39307323_18 | DTEK ENERGY (coal) | Electricity | The diesel generator is intended for providing with power of RU-0.4 kV of the building of the lifting car in case of complete disappearance of power supply from power system. |  |  |  | Poland, Turkey, China, USA, Europe | pcs. | 1.00 |  |  | Temporary supply of voltage and compressed air to the control systems of lifting machines to ensure the lifting of people from the mine in the case of a power outage, incl. stuck in the trunk in the lifting vessel. Specifications are attached.
r_39307323_19 | DTEK ENERGY (coal) | Electricity | 3-Phase Diesel Generator 380V 40kW |  |  |  | Poland, Turkey, China, USA, Europe | pcs. | 1.00 |  |  | Temporary supply of voltage and compressed air to the control systems of lifting machines to ensure the lifting of people from the mine in the case of a power outage, incl. stuck in the trunk in the lifting vessel. Specifications are attached.
r_39307323_19 | DTEK ENERGY (coal) | Electricity | 3-Phase Diesel Generator 380V 50kW |  |  |  | Poland, Turkey, China, USA, Europe | pcs. | 1.00 |  |  | Temporary supply of voltage and compressed air to the control systems of lifting machines to ensure the lifting of people from the mine in the case of a power outage, incl. stuck in the trunk in the lifting vessel. Specifications are attached.
r_39307323_19 | DTEK ENERGY (coal) | Electricity | 3-Phase Diesel Generator 380V 38kW |  |  |  | Poland, Turkey, China, USA, Europe | pcs. | 1.00 |  |  | Temporary supply of voltage and compressed air to the control systems of lifting machines to ensure the lifting of people from the mine in the case of a power outage, incl. stuck in the trunk in the lifting vessel. Specifications are attached.
r_39307323_20 | DTEK ENERGY (coal) | Electricity | MECHANICAL CONNECTION SMT SCREW |  |  |  | Europe, China, USA | KMP | 460.00 |  |  | For stitching belt conveyors involved in the transportation of coal.
r_39307323_21 | DTEK ENERGY (coal) | Electricity | CUTTER ZRW 7.80 |  |  |  | Germany, China, Poland, Europe | pcs. | 1624.83 |  |  | Cutting tool for shearers that perform coal mining work.
r_39307323_22 | DTEK ENERGY (coal) | Electricity | CUTTER CL 5-80 |  |  |  | Germany, China, Poland, Europe | pcs. | 1002.33 |  |  | Cutting tool for shearers that perform coal mining work.
r_39307323_22 | DTEK ENERGY (coal) | Electricity | CUTTER CL 7.80 |  |  |  | Germany, China, Poland, Europe | pcs. | 3190.67 |  |  | Cutting tool for shearers that perform coal mining work.
r_39307323_22 | DTEK ENERGY (coal) | Electricity | CUTTER ЗР4.80 / 18 ТМ |  |  |  | Germany, China, Poland, Europe | pcs. | 14358.00 |  |  | Cutting tool for shearers that perform coal mining work.
r_39307323_22 | DTEK ENERGY (coal) | Electricity | CUTTER CL 1.48 |  |  |  | Germany, China, Poland, Europe | pcs. | 1368.67 |  |  | Cutting tool for shearers that perform coal mining work.
r_39307323_23 | DTEK ENERGY (coal) | Electricity | POLYMER CAPSULE 25 / 300U |  |  |  | Germany, China, Poland, Europe | pcs. | 47228.83 |  |  | For mine workings: fastening of mine workings
r_39307323_23 | DTEK ENERGY (coal) | Electricity | POLYMER CAPSULE 25 / 600H |  |  |  | Germany, China, Poland, Europe | pcs. | 100667.33 |  |  | For mine workings: fastening of mine workings
r_39307323_23 | DTEK ENERGY (coal) | Electricity | POLYMER CAPSULES COMBINE 25 / 700K |  |  |  | Germany, China, Poland, Europe | pcs. | 13754.50 |  |  | For mine workings: fastening of mine workings
r_39307323_24 | DTEK ENERGY (coal) | Electricity | IRON ORE CONCENTRATE |  |  |  | Europe, China, USA | tons | 740.46 |  |  | Necessary for coal enrichment for mines: participates in the technological process of coal enrichment for subsequent shipment of coal to thermal power plants.
r_39307323_25 | DTEK ENERGY (coal) | Electricity | STEEL ARCH SUPPORT KSHPU-11,0 (SVP-22) |  |  |  | Poland, Turkey, China, USA, Europe | KMP | 1100.50 |  |  | For mine workings: fastening of mine workings
r_39307323_25 | DTEK ENERGY (coal) | Electricity | STEEL ARCH SUPPORT KSHPU-11,7 (SVP-22) |  |  |  | Poland, Turkey, China, USA, Europe | KMP | 1479.67 |  |  | For mine workings: fastening of mine workings
r_39307323_25 | DTEK ENERGY (coal) | Electricity | STEEL ARCH SUPPORT KSHPU-11,7 (SVP-27) |  |  |  | Poland, Turkey, China, USA, Europe | KMP | 1109.83 |  |  | For mine workings: fastening of mine workings
r_39307323_25 | DTEK ENERGY (coal) | Electricity | STEEL ARCH SUPPORT KSHPU-13,6 (SVP-27) |  |  |  | Poland, Turkey, China, USA, Europe | KMP | 716.17 |  |  | For mine workings: fastening of mine workings
r_39307323_25 | DTEK ENERGY (coal) | Electricity | STEEL ARCH SUPPORT KSHPU-14,4 (SVP-27) |  |  |  | Poland, Turkey, China, USA, Europe | KMP | 4160.17 |  |  | For mine workings: fastening of mine workings
r_39307323_25 | DTEK ENERGY (coal) | Electricity | STEEL ARCH SUPPORT KSHPU-15,0 (SVP-27) |  |  |  | Poland, Turkey, China, USA, Europe | KMP | 470.00 |  |  | For mine workings: fastening of mine workings
r_39307323_25 | DTEK ENERGY (coal) | Electricity | STEEL ARCH SUPPORT KSHPU-17,7 (SVP-27) |  |  |  | Poland, Turkey, China, USA, Europe | KMP | 2475.83 |  |  | For mine workings: fastening of mine workings
r_39307323_25 | DTEK ENERGY (coal) | Electricity | STEEL ARCH SUPPORT KSHPU-20,2 (SVP-27) |  |  |  | Poland, Turkey, China, USA, Europe | KMP | 249.00 |  |  | For mine workings: fastening of mine workings
r_39307323_26 | DTEK ENERGY (coal) | Electricity | Connecting finger link 26x92 class D FASIN |  |  |  | Europe, China, USA | pcs. | 136.67 |  |  | Connecting link for traction chains of cleaning combines for coal mining.
r_39307323_27 | DTEK ENERGY (coal) | Electricity | WOODEN BEAM Ф14-19СМ L2,8М |  |  |  | Europe | M3 | 80.00 |  |  | Fastening of stopes during coal mining
r_39307323_27 | DTEK ENERGY (coal) | Electricity | WOODEN BEAM Ф14-19СМ L2М |  |  |  | Europe | M3 | 228.63 |  |  | Fastening of stopes during coal mining
r_39307323_27 | DTEK ENERGY (coal) | Electricity | WOODEN BEAM Ф14-19СМ L3,8М |  |  |  | Europe | M3 | 3165.92 |  |  | Fastening of stopes during coal mining
r_39307323_27 | DTEK ENERGY (coal) | Electricity | WOODEN BEAM Ф14-19СМ L3М |  |  |  | Europe | M3 | 627.50 |  |  | Fastening of stopes during coal mining
r_39307323_27 | DTEK ENERGY (coal) | Electricity | WOODEN BEAM Ф14-19СМ L4М |  |  |  | Europe | M3 | 233208 |  |  | Fastening of stopes during coal mining
r_39307323_28 | DTEK ENERGY (coal) | Electricity | CLIP 1B20 / 10 |  |  |  | Europe, China | pcs. | 230.00 |  |  | To replace worn elements on pumps when pumping water in a mine
r_39307323_29 | DTEK ENERGY (coal) | Electricity | REPAIR KIT 1В20 / 10 |  |  |  | Europe, China | pcs. | 18.67 |  |  | To replace worn elements on pumps when pumping water in a mine
r_39307323_30 | DTEK ENERGY (coal) | Electricity | CUTTER ARMOBIT 32.88.60.75 |  |  |  | Europe, China, USA | pcs. | 177.00 |  |  | Cutting tool for roadheaders that carry out workings for the input stops.
r_39307323_30 | DTEK ENERGY (coal) | Electricity | CUTTER AWR 32.88.60.75/18 KM |  |  |  | Europe, China, USA | pcs. | 1039.33 |  |  | Cutting tool for roadheaders that carry out workings for the input stops.
r_39307323_30 | DTEK ENERGY (coal) | Electricity | CUTTER ARMOBIT 32.88.60.90 |  |  |  | Europe, China, USA | pcs. | 458.67 |  |  | Cutting tool for roadheaders that carry out workings for the input stops.
r_39307323_30 | DTEK ENERGY (coal) | Electricity | CUTTER BF58 145Х38Х22 |  |  |  | Europe, China, USA | pcs. | 1972.33 |  |  | Cutting tool for roadheaders that carry out workings for the input stops.
r_39307323_30 | DTEK ENERGY (coal) | Electricity | CUTTER BG32P-22.5570 (BSR246) |  |  |  | Europe, China, USA | pcs. | 1193.83 |  |  | Cutting tool for roadheaders that carry out workings for the input stops.
r_39307323_30 | DTEK ENERGY (coal) | Electricity | CUTTER BG32Р-19.5590 (BSR270) |  |  |  | Europe, China, USA | pcs. | 329.00 |  |  | Cutting tool for roadheaders that carry out workings for the input stops.
r_39307323_30 | DTEK ENERGY (coal) | Electricity | CUTTER KSP 32.00.00.100 |  |  |  | Europe, China, USA | pcs. | 859.50 |  |  | Cutting tool for roadheaders that carry out workings for the input stops.
r_39307323_30 | DTEK ENERGY (coal) | Electricity | CUTTER RPP 2M |  |  |  | Europe, China, USA | pcs. | 7.50 |  |  | Cutting tool for roadheaders that carry out workings for the input stops.
r_39307323_31 | DTEK ENERGY (coal) | Electricity | Log f10-13cm L4M |  |  |  | Europe, China, USA | M3 | 837.95 |  |  | Cutting tool for roadheaders that carry out workings for the input stops.
r_39307323_32 | DTEK ENERGY (coal) | Electricity | HEADLIGHT SVG-6 |  |  |  | Poland, Turkey, China, USA, Europe | pcs. | 453.00 |  |  | Ensuring the safety of miners (personal lighting of mine workers)
r_39307323_33 | DTEK ENERGY (coal) | Electricity | MINE SUPPORT MESH 1,0Х1,0 CONYLATED |  |  |  | Poland, Turkey, China, USA, Europe | pcs. | 11320.83 |  |  | Tightening boards during mine workings for subsequent coal mining
r_39307323_33 | DTEK ENERGY (coal) | Electricity | MINE SUPPORT MESH 1.0X1.2 |  |  |  | Poland, Turkey, China, USA, Europe | pcs. | 18425.83 |  |  | Tightening boards during mine workings for subsequent coal mining
r_39307323_33 | DTEK ENERGY (coal) | Electricity | MINE SUPPORT MESH 1.0X2.0 |  |  |  | Poland, Turkey, China, USA, Europe | pcs. | 13769.17 |  |  | Tightening boards during mine workings for subsequent coal mining
r_39307323_34 | DTEK ENERGY (coal) | Electricity | PIPE 159Х4,5 СТ3 |  |  |  | Poland, Turkey, China, USA, Europe | tons | 7.00 |  |  | Water supply in fire fighting stations during mine workings, followed by coal mining.
r_39307323_35 | DTEK ENERGY (coal) | Electricity | PIPELINE PSH 150-159.3-4,5.10000ANT / P |  |  |  | Poland, Turkey, China, USA, Europe | pcs. | 970.33 |  |  | Water supply in fire fighting stations during mine workings, followed by coal mining.
r_39307323_36 | DTEK ENERGY (coal) | Electricity | Fire protection filter RPA PPE FP-210 |  |  |  | Poland, Turkey, China, USA, Europe | pcs. | 189022.17 |  |  | Means for respiratory protection of miners
r_39307323_37 | DTEK ENERGY (coal) | Electricity | DRILL ROD S19 L1,0M |  |  |  | Poland, Turkey, China, USA, Europe | pcs. | 48.67 |  |  | Drilling of anchors during mine workings and their fastening
r_39307323_37 | DTEK ENERGY (coal) | Electricity | DRILL ROD S19 L1,8M |  |  |  | Poland, Turkey, China, USA, Europe | pcs. | 44.33 |  |  | Drilling of anchors during mine workings and their fastening
r_39307323_37 | DTEK ENERGY (coal) | Electricity | DRILL ROD S19 L2,4M |  |  |  | Poland, Turkey, China, USA, Europe | pcs. | 106.67 |  |  | Drilling of anchors during mine workings and their fastening
r_39307323_38 | DTEK ENERGY (coal) | Electricity | SPIRAL TWIST DRILL ROD Ф27 L1,0M |  |  |  | Poland, Turkey, China, USA, Europe | pcs. | 128.33 |  |  | Drilling of anchors during mine workings and their fastening
r_39307323_38 | DTEK ENERGY (coal) | Electricity | SPIRAL TWIST DRILL ROD Ф28 L1,8М |  |  |  | Poland, Turkey, China, USA, Europe | pcs. | 93.17 |  |  | Drilling of anchors during mine workings and their fastening
r_39307323_38 | DTEK ENERGY (coal) | Electricity | SPIRAL TWIST DRILL ROD Ф28 L2,4М |  |  |  | Poland, Turkey, China, USA, Europe | pcs. | 300.83 |  |  | Drilling of anchors during mine workings and their fastening
r_39307323_39 | DTEK ENERGY (coal) | Electricity | DRILL ROD S22 R17 L6M |  |  |  | Poland, Turkey, China, USA, Europe | pcs. | 8.67 |  |  | Drilling of anchors during mine workings and their fastening
r_39307323_40 | DTEK ENERGY (coal) | Electricity | TRACTION CHAIN 26X92 CLASS D3 |  |  |  | Poland, Turkey, China, USA, Europe | m | 4960.00 |  |  | Equipping scraper conveyor chains for transporting coal during mining and traction chains for coal mining combines
r_39307323_41 | DTEK ENERGY (coal) | Electricity | TWO-CHAIN ROUTE 24Х86РКЛ.D3-3Х2Х11-480 |  |  |  | Poland, Turkey, China, USA, Europe | m | 2400.00 |  |  | Equipping scraper conveyor chains for transporting coal during mining and traction chains for coal mining combines
r_39307323_42 | DTEK ENERGY (coal) | Electricity | TRACTION CHAIN 30Х108 CLASS D3 FASING |  |  |  | Poland, Turkey, China, USA, Europe | m | 2480.00 |  |  | Equipping scraper conveyor chains for transporting coal during mining and traction chains for coal mining combines
r_39307323_43 | DTEK ENERGY (coal) | Electricity | Connecting finger link 26x92 class D FASIN |  |  |  | Europe, China, USA | pcs. | 800.00 |  |  | Equipping scraper conveyor chains for transporting coal during mining and traction chains for coal mining combines
r_39307323_43 | DTEK ENERGY (coal) | Electricity | Connecting finger link 30x108 class D FASIN |  |  |  | Poland, Turkey, China, USA, Europe | pcs. | 250.00 |  |  | Equipping scraper conveyor chains for transporting coal during mining and traction chains for coal mining combines
r_39307323_44 | DTEK ENERGY (coal) | Electricity | Lock for two-chain route 24Х86 CLASS D FASIN (СП26У.21.00.002 (frog)) |  |  |  | Poland, Turkey, China, USA, Europe | pcs. | 1000.00 |  |  | Equipping scraper conveyor chains for transporting coal during mining and traction chains for coal mining combines
r_39307323_45 | DTEK ENERGY (coal) | Electricity | ASSEMBLY LINE 2.2 ТК-200-1400Х5-5 / 2 |  |  |  | Poland, Turkey, China, USA, Europe | sq.m | 50.00 |  |  | Ensuring the operation of belt conveyors that transport coal.
r_39307323_45 | DTEK ENERGY (coal) | Electricity | ASSEMBLY LINE 2,1-1600-7ТК200-2-8-3-Б-РБ |  |  |  | Poland, Turkey, China, USA, Europe | sq.m | 50.00 |  |  | Ensuring the operation of belt conveyors that transport coal.
r_39307323_45 | DTEK ENERGY (coal) | Electricity | ASSEMBLY LINE 2.2-1000-5-ТК-200-2-5-2-И-РБ |  |  |  | Poland, Turkey, China, USA, Europe | sq.m | 75.00 |  |  | Ensuring the operation of belt conveyors that transport coal.
r_39307323_45 | DTEK ENERGY (coal) | Electricity | ASSEMBLY LINE.1400 GTP EP 1000/5 4,5 + 3,5V |  |  |  | Poland, Turkey, China, USA, Europe | sq.m | 250.00 |  |  | Ensuring the operation of belt conveyors that transport coal.
r_39307323_45 | DTEK ENERGY (coal) | Electricity | ASSEMBLY LINE.1200 GTP EP 1000/5 4.5 + 3.5 |  |  |  | Poland, Turkey, China, USA, Europe | sq.m | 250.00 |  |  | Ensuring the operation of belt conveyors that transport coal.
r_39307323_45 | DTEK ENERGY (coal) | Electricity | ASSEMBLY LINE 2.2 –1200-5 ТК-200-2-5-2 |  |  |  | Poland, Turkey, China, USA, Europe | m | 50.00 |  |  | Ensuring the operation of belt conveyors that transport coal.
r_39307323_45 | DTEK ENERGY (coal) | Electricity | ASSEMBLY LINE 1400 TZ 1000/5 PP 5 + 2 |  |  |  | Poland, Turkey, China, USA, Europe | sq.m | 150.00 |  |  | Ensuring the operation of belt conveyors that transport coal.
r_39307323_46 | DTEK ENERGY (coal) | Electricity | VENTILATION DUCT Ф1000 20М |  |  |  | Poland, Turkey, China, USA, Europe | m | 1453.08 |  |  | Air supply for ventilation in the faces during mining with subsequent coal mining.
r_39307323_47 | DTEK ENERGY (coal) | Electricity | MINE VENTILATION DUCT Ф1000 100ПМ |  |  |  | Poland, Turkey, China, USA, Europe | m | 1525.00 |  |  | Air supply for ventilation in the faces during mining with subsequent coal mining.
r_39307323_48 | DTEK ENERGY (coal) | Electricity | FLEXIBLE MINE VENTILATION DUCT Ф1000 |  |  |  | Poland, Turkey, China, USA, Europe | m | 279.17 |  |  | Air supply for ventilation in the faces during mining with subsequent coal mining.
r_39307323_48 | DTEK ENERGY (coal) | Electricity | FLEXIBLE MINE VENTILATION DUCT 800MM |  |  |  | Poland, Turkey, China, USA, Europe | m | 58.33 |  |  | Air supply for ventilation in the faces during mining with subsequent coal mining.
r_39307323_49 | DTEK ENERGY (coal) | Electricity | VENTILATION DUCT Ф800 |  |  |  | Poland, Turkey, China, USA, Europe | m | 1293.33 |  |  | Air supply for ventilation in the faces during mining with subsequent coal mining.
r_39307323_49 | DTEK ENERGY (coal) | Electricity | VENTILATION DUCT Ф800 100М |  |  |  | Poland, Turkey, China, USA, Europe | m | 1120.00 |  |  | Air supply for ventilation in the faces during mining with subsequent coal mining.
r_39307323_50 | DTEK ENERGY (coal) | Electricity | ANCHOR METAL COTTER PINS №22 2,4M SB T22 (27) W133X133 |  |  |  | Poland, Turkey, China, USA, Europe | pcs. | 4962.17 |  |  | Air supply for ventilation in the faces during mining with subsequent coal mining.
r_39307323_50 | DTEK ENERGY (coal) | Electricity | ANCHOR METAL COTTER PINS №22 1,5M SB T22 (27) W133X133 |  |  |  | Poland, Turkey, China, USA, Europe | pcs. | 2168.33 |  |  | Air supply for ventilation in the faces during mining with subsequent coal mining.
r_39307323_51 | DTEK ENERGY (coal) | Electricity | ANCHOR IRMA 110 L2.0M |  |  |  | Poland, Turkey, China, USA, Europe | pcs. | 131.17 |  |  | Air supply for ventilation in the faces during mining with subsequent coal mining.
r_39307323_52 | DTEK ENERGY (coal) | Electricity | ELECTRODE ANO-4 F3 |  |  |  | Poland, Turkey, China, USA, Europe | kg | 450.00 |  |  | Conducting welding work during the repair of coal mining equipment
r_39307323_52 | DTEK ENERGY (coal) | Electricity | ELECTRODE ANO-4 F5 |  |  |  | Poland, Turkey, China, USA, Europe | kg | 2315.00 |  |  | Conducting welding work during the repair of coal mining equipment
r_39307323_52 | DTEK ENERGY (coal) | Electricity | ELECTRODE 13/55 F4 GOST 9466-75 |  |  |  | Poland, Turkey, China, USA, Europe | kg | 678.50 |  |  | Conducting welding work during the repair of coal mining equipment
r_39307323_53 | DTEK ENERGY (coal) | Electricity | GATE VALVE ДУ32 ЧП (PRESSURE) |  |  |  | Poland, Turkey, China, USA, Europe | pcs. | 650.83 |  |  | Assembly of powered roof supports for new coal mining faces. Replacement of failed lining sections in coal mining faces.
r_39307323_53 | DTEK ENERGY (coal) | Electricity | GATE VALVE ДУ12 РП |  |  |  | Poland, Turkey, China, USA, Europe | pcs. | 183.33 |  |  | Assembly of powered roof supports for new coal mining faces. Replacement of failed lining sections in coal mining faces.
r_39307323_53 | DTEK ENERGY (coal) | Electricity | GATE VALVE ДУ12 РУ |  |  |  | Poland, Turkey, China, USA, Europe | pcs. | 490.17 |  |  | Assembly of powered roof supports for new coal mining faces. Replacement of failed lining sections in coal mining faces.
r_39307323_53 | DTEK ENERGY (coal) | Electricity | GATE VALVE ДУ12 ЧП |  |  |  | Poland, Turkey, China, USA, Europe | pcs. | 12894.67 |  |  | Assembly of powered roof supports for new coal mining faces. Replacement of failed lining sections in coal mining faces.
r_39307323_53 | DTEK ENERGY (coal) | Electricity | GATE VALVE ДУ20 РП |  |  |  | Poland, Turkey, China, USA, Europe | pcs. | 279.17 |  |  | Assembly of powered roof supports for new coal mining faces. Replacement of failed lining sections in coal mining faces.
r_39307323_53 | DTEK ENERGY (coal) | Electricity | GATE VALVE ДУ25 ЧП |  |  |  | Poland, Turkey, China, USA, Europe | pcs. | 1121.50 |  |  | Assembly of powered roof supports for new coal mining faces. Replacement of failed lining sections in coal mining faces.
r_39307323_53 | DTEK ENERGY (coal) | Electricity | GATE VALVE ДУ8 ЧП |  |  |  | Poland, Turkey, China, USA, Europe | pcs. | 2907.83 |  |  | Assembly of powered roof supports for new coal mining faces. Replacement of failed lining sections in coal mining faces.
r_39307323_54 | DTEK ENERGY (coal) | Electricity | ROPE 22.5 DSTU 2688-80 |  |  |  | Poland, Turkey, China, USA, Europe | kg | 35.22 |  |  | Floor roads, for organizing transport along the equipment shaft, people on floor roads.
r_39307323_55 | DTEK ENERGY (coal) | Electricity | METAL WHEEL 12 ST3 |  |  |  | Poland, Turkey, China, USA, Europe | tons | 0.61 |  |  | Mining equipment repair tool
r_39307323_56 | DTEK ENERGY (coal) | Electricity | CUT-OFF WHEEL 14А 125Х1,0Х22,2 METAL |  |  |  | Poland, Turkey, China, USA, Europe | pcs. | 125.83 |  |  | Mining equipment repair tool
r_39307323_56 | DTEK ENERGY (coal) | Electricity | CUT-OFF WHEEL 14A 125Х1,2Х22,2 METAL |  |  |  | Poland, Turkey, China, USA, Europe | pcs. | 113.67 |  |  | Mining equipment repair tool
r_39307323_56 | DTEK ENERGY (coal) | Electricity | CUT-OFF WHEEL 14A 125Х2Х22,2 METAL |  |  |  | Poland, Turkey, China, USA, Europe | pcs. | 106.83 |  |  | Mining equipment repair tool
r_39307323_56 | DTEK ENERGY (coal) | Electricity | CUT-OFF WHEEL 14А 180Х1,6Х22 |  |  |  | Poland, Turkey, China, USA, Europe | pcs. | 181.33 |  |  | Mining equipment repair tool
r_39307323_56 | DTEK ENERGY (coal) | Electricity | CUT-OFF WHEEL 14А 180Х2,5Х22 METAL |  |  |  | Poland, Turkey, China, USA, Europe | pcs. | 70.83 |  |  | Mining equipment repair tool
r_39307323_56 | DTEK ENERGY (coal) | Electricity | CUT-OFF WHEEL 14А 180Х2Х22 METAL |  |  |  | Poland, Turkey, China, USA, Europe | pcs. | 339.67 |  |  | Mining equipment repair tool
r_39307323_56 | DTEK ENERGY (coal) | Electricity | CUT-OFF WHEEL 14А 230Х2,5Х22 METAL |  |  |  | Poland, Turkey, China, USA, Europe | pcs. | 552.33 |  |  | Mining equipment repair tool
r_39307323_56 | DTEK ENERGY (coal) | Electricity | CUT-OFF WHEEL 14А 230Х2Х22 METAL |  |  |  | Poland, Turkey, China, USA, Europe | pcs. | 453.83 |  |  | Mining equipment repair tool
r_39307323_56 | DTEK ENERGY (coal) | Electricity | CUT-OFF WHEEL 14А 230Х3Х22 METAL |  |  |  | Poland, Turkey, China, USA, Europe | pcs. | 27.00 |  |  | Mining equipment repair tool
r_39307323_57 | DTEK ENERGY (coal) | Electricity | GRINDING WHEEL ARMORED 14А 230Х6Х22 |  |  |  | Poland, Turkey, China, USA, Europe | pcs. | 39.67 |  |  | Mining equipment repair tool
r_39307323_58 | DTEK ENERGY (coal) | Electricity | STEEL SHEET 10 СТS355J2 |  |  |  | Poland, Turkey, China, USA, Europe | tons | 1.95 |  |  | Repair of metal structures of lining sections in new coal mining faces
r_39307323_58 | DTEK ENERGY (coal) | Electricity | STEEL SHEET 2 ST3 |  |  |  | Poland, Turkey, China, USA, Europe | tons | 0.81 |  |  | Repair of metal structures of lining sections in new coal mining faces
r_39307323_58 | DTEK ENERGY (coal) | Electricity | STEEL SHEET 4 ST3 |  |  |  | Poland, Turkey, China, USA, Europe | tons | 5.45 |  |  | Repair of metal structures of lining sections in new coal mining faces
r_39307323_58 | DTEK ENERGY (coal) | Electricity | STEEL SHEET 10 ST3 |  |  |  | Poland, Turkey, China, USA, Europe | tons | 7.62 |  |  | Repair of metal structures of lining sections in new coal mining faces
r_39307323_58 | DTEK ENERGY (coal) | Electricity | STEEL SHEET 3 ST3 |  |  |  | Poland, Turkey, China, USA, Europe | tons | 2022-10-04 |  |  | Repair of metal structures of lining sections in new coal mining faces
r_39307323_58 | DTEK ENERGY (coal) | Electricity | STEEL SHEET 6 ST3 |  |  |  | Poland, Turkey, China, USA, Europe | tons | 1.38 |  |  | Repair of metal structures of lining sections in new coal mining faces
r_39307323_58 | DTEK ENERGY (coal) | Electricity | STEEL SHEET 8 ST3 |  |  |  | Poland, Turkey, China, USA, Europe | tons | 1.97 |  |  | Repair of metal structures of lining sections in new coal mining faces
r_39307323_59 | DTEK ENERGY (coal) | Electricity | CABLE MASTIC MB 70/60 |  |  |  | Poland, Turkey, China, USA, Europe | kg | 1811.50 |  |  | Repair of cable in mines for supplying voltage to coal mining equipment
r_39307323_60 | DTEK ENERGY (coal) | Electricity | Repair Kit RN-3 |  |  |  | Poland, Turkey, China, USA, Europe | KMP | 51.67 |  |  | Repair of cable in mines for supplying voltage to coal mining equipment
r_39307323_60 | DTEK ENERGY (coal) | Electricity | REPAIR KIT PH-2 |  |  |  | Poland, Turkey, China, USA, Europe | KMP | 37.17 |  |  | Repair of cable in mines for supplying voltage to coal mining equipment
r_39307323_60 | DTEK ENERGY (coal) | Electricity | REPAIR KIT PH-3-33 |  |  |  | Poland, Turkey, China, USA, Europe | pcs. | 21.17 |  |  | Repair of cable in mines for supplying voltage to coal mining equipment
r_39307323_61 | DTEK ENERGY (coal) | Electricity | PUMP NSH 10M-3 |  |  |  | Poland, Turkey, China, USA, Europe | pcs. | 10.00 |  |  | For the repair of mining equipment (replacement in hydraulic systems)
r_39307323_61 | DTEK ENERGY (coal) | Electricity | PUMP NSH 10M-ZL |  |  |  | Poland, Turkey, China, USA, Europe | pcs. | 3.00 |  |  | For the repair of mining equipment (replacement in hydraulic systems)
r_39307323_61 | DTEK ENERGY (coal) | Electricity | PUMP NSH 50A-3L |  |  |  | Poland, Turkey, China, USA, Europe | pcs. | 7.00 |  |  | For the repair of mining equipment (replacement in hydraulic systems)
r_39307323_61 | DTEK ENERGY (coal) | Electricity | PUMP NSh 50M-4L |  |  |  | Poland, Turkey, China, USA, Europe | pcs. | 27.00 |  |  | For the repair of mining equipment (replacement in hydraulic systems)
r_39307323_62 | DTEK ENERGY (coal) | Electricity | NEPHRAS 80/120 |  |  |  | Poland, Turkey, China, USA, Europe | kg | 89.44 |  |  | For the repair of mining equipment (replacement in hydraulic systems)
r_39307323_62 | DTEK ENERGY (coal) | Electricity | NEPHRAS D |  |  |  | Poland, Turkey, China, USA, Europe | tons | 0.27 |  |  | For the repair of mining equipment (replacement in hydraulic systems)
r_39307323_62 | DTEK ENERGY (coal) | Electricity | NEPHRAS C2-80 / 120 |  |  |  | Poland, Turkey, China, USA, Europe | tons | 0.03 |  |  | For the repair of mining equipment (replacement in hydraulic systems)
r_39307323_63 | DTEK ENERGY (coal) | Electricity | SLEEVE B / W 4SP 12 |  |  |  | Poland, Turkey, China, USA, Europe | m | 11110.83 |  |  | Assembly of powered roof supports for new coal mining faces. Replacement of failed lining sections in coal mining faces.
r_39307323_63 | DTEK ENERGY (coal) | Electricity | SLEEVE B / W 4SP 25 |  |  |  | Poland, Turkey, China, USA, Europe | m | 2445.98 |  |  | Assembly of powered roof supports for new coal mining faces. Replacement of failed lining sections in coal mining faces.
r_39307323_63 | DTEK ENERGY (coal) | Electricity | SLEEVE B / W 2SN 12 |  |  |  | Poland, Turkey, China, USA, Europe | m | 1234.25 |  |  | Assembly of powered roof supports for new coal mining faces. Replacement of failed lining sections in coal mining faces.
r_39307323_63 | DTEK ENERGY (coal) | Electricity | SLEEVE B / W 2SN 16 |  |  |  | Poland, Turkey, China, USA, Europe | m | 381.67 |  |  | Assembly of powered roof supports for new coal mining faces. Replacement of failed lining sections in coal mining faces.
r_39307323_63 | DTEK ENERGY (coal) | Electricity | SLEEVE B / W 2SN 20 |  |  |  | Poland, Turkey, China, USA, Europe | m | 555.00 |  |  | Assembly of powered roof supports for new coal mining faces. Replacement of failed lining sections in coal mining faces.
r_39307323_63 | DTEK ENERGY (coal) | Electricity | SLEEVE B / W 2SN 8 |  |  |  | Poland, Turkey, China, USA, Europe | m | 1234.73 |  |  | Assembly of powered roof supports for new coal mining faces. Replacement of failed lining sections in coal mining faces.
r_39307323_63 | DTEK ENERGY (coal) | Electricity | SLEEVE B / W 4SP 20 |  |  |  | Poland, Turkey, China, USA, Europe | m | 1057.50 |  |  | Assembly of powered roof supports for new coal mining faces. Replacement of failed lining sections in coal mining faces.
r_39307323_64 | DTEK ENERGY (coal) | Electricity | PIPE P / E 50 SDR21 50X2.4 RU0.6 PE80 |  |  |  | Poland, Turkey, China, USA, Europe | m | 1353.25 |  |  | Supply of compressed air to the mine to perform technological operations in coal mining
r_39307323_64 | DTEK ENERGY (coal) | Electricity | PIPE P / E 75 SDR21 75X3.6 PU0.6 PE80 |  |  |  | Poland, Turkey, China, USA, Europe | m | 3231.00 |  |  | Supply of compressed air to the mine to perform technological operations in coal mining
r_39307323_64 | DTEK ENERGY (coal) | Electricity | PIPE P / E 75X5.6 SDR13.6 PU1.0 PE80 |  |  |  | Poland, Turkey, China, USA, Europe | m | 8086.17 |  |  | Supply of compressed air to the mine to perform technological operations in coal mining
r_39307323_65 | DTEK ENERGY (coal) | Electricity | MINE ASSEMBLY LINE 1000-1250 |  |  |  | Poland, Turkey, China, USA, Europe | sq.m | 2000.00 |  |  | Ensuring the operation of belt conveyors that transport coal.
r_39307323_66 | DTEK ENERGY (coal) | Electricity | ROPE 25.5 DSTU 3077-80 |  |  |  | Poland, Turkey, China, USA, Europe | m | 2000.00 |  |  | Floor roads, for organizing transport along the equipment shaft, people on floor roads.
r_39307323_67 | DTEK ENERGY (coal) | Electricity | GLUE ERKADOLL (COMP A) |  |  |  | Poland, Turkey, China, USA, Europe | kg | 3065.00 |  |  | For strengthening the rock mass during clearing operations
r_39307323_67 | DTEK ENERGY (coal) | Electricity | GLUE ERKODUR (COMP B) |  |  |  | Poland, Turkey, China, USA, Europe | kg | 3675.00 |  |  | For strengthening the rock mass during clearing operations
r_39307323_68 | DTEK ENERGY (coal) | Electricity | ASSEMBLY LINE 2SHTS (TG) 1000-5-EP-200-4,5-3,5-TK |  |  |  | Poland, Turkey, China, USA, Europe | sq.m | 60.50 |  |  | Ensuring the operation of belt conveyors that transport coal.
r_39307323_69 | DTEK ENERGY (coal) | Electricity | MINE ASSEMBLY LINE 1200-1000 |  |  |  | Poland, Turkey, China, USA, Europe | sq.m | 206.50 |  |  | Ensuring the operation of belt conveyors that transport coal.
r_39307323_69 | DTEK ENERGY (coal) | Electricity | MINE ASSEMBLY LINE 800-800 |  |  |  | Poland, Turkey, China, USA, Europe | sq.m | 25.42 |  |  | Ensuring the operation of belt conveyors that transport coal.
r_39307323_69 | DTEK ENERGY (coal) | Electricity | MINE ASSEMBLY LINE 1000-1000 |  |  |  | Poland, Turkey, China, USA, Europe | sq.m | 2779.25 |  |  | Ensuring the operation of belt conveyors that transport coal.
r_39307323_70 | DTEK ENERGY (coal) | Electricity | ASSEMBLY LINE UP 1400MM 1000H / MM4.5 / 3.5 |  |  |  | Poland, Turkey, China, USA, Europe | sq.m | 129.93 |  |  | Ensuring the operation of belt conveyors that transport coal.
r_39307323_70 | DTEK ENERGY (coal) | Electricity | ASSEMBLY LINE SHKV 1200MM 1000 N / MM 4,5 / 3,5 |  |  |  | Poland, Turkey, China, USA, Europe | sq.m | 128.92 |  |  | Ensuring the operation of belt conveyors that transport coal.
r_39307323_70 | DTEK ENERGY (coal) | Electricity | MINE ASSEMBLY LINE 1000-1250 |  |  |  | Poland, Turkey, China, USA, Europe | sq.m | 682.06 |  |  | Ensuring the operation of belt conveyors that transport coal.
r_39307323_70 | DTEK ENERGY (coal) | Electricity | ASSEMBLY LINE SHKV 1000MM 1000 N / MM 4,5 / 3,5 |  |  |  | Poland, Turkey, China, USA, Europe | sq.m | 27.42 |  |  | Ensuring the operation of belt conveyors that transport coal.
r_39307323_70 | DTEK ENERGY (coal) | Electricity | MINE ASSEMBLY LINE 1000-2000 |  |  |  | Poland, Turkey, China, USA, Europe | sq.m | 269.33 |  |  | Ensuring the operation of belt conveyors that transport coal.
r_39307323_71 | DTEK ENERGY (coal) | Electricity | CABLE ВЭВББШВ-6 3Х70 + 1Х10 |  |  |  | Poland, Turkey, China, USA, Europe | kg | 0.86 |  |  | For mining and repair of mining equipment
r_39307323_71 | DTEK ENERGY (coal) | Electricity | CABLE KSHA 4X0,6 (TASHS 1X4X0,64) |  |  |  | Poland, Turkey, China, USA, Europe | kg | 16.20 |  |  | For mining and repair of mining equipment
r_39307323_71 | DTEK ENERGY (coal) | Electricity | CABLE КТПЭПШВ 10Х2Х0,7 (ТППШВ 10Х2Х0,64) |  |  |  | Poland, Turkey, China, USA, Europe | kg | 6.56 |  |  | For mining and repair of mining equipment
r_39307323_71 | DTEK ENERGY (coal) | Electricity | CABLE КТПЭПШВ 20Х2Х0,7 (ТППШВ 20Х2Х0,64) |  |  |  | Poland, Turkey, China, USA, Europe | kg | 1.69 |  |  | For mining and repair of mining equipment
r_39307323_71 | DTEK ENERGY (coal) | Electricity | CABLE КГЭШ 3Х50 + 1Х10 + 3Х4 |  |  |  | Poland, Turkey, China, USA, Europe | kg | 0.89 |  |  | For mining and repair of mining equipment
r_39307323_71 | DTEK ENERGY (coal) | Electricity | CABLE КСША 1Х4Х0,6 |  |  |  | Poland, Turkey, China, USA, Europe | kg | 2022-07-04 |  |  | For mining and repair of mining equipment
r_39307323_71 | DTEK ENERGY (coal) | Electricity | CABLE KSHVEBBSHV6 3X95 + 1X35 (VEVBBSHV6 3X95 + 1X10) |  |  |  | Poland, Turkey, China, USA, Europe | kg | 1.13 |  |  | For mining and repair of mining equipment
r_39307323_72 | DTEK ENERGY (generation) | Electricity | Diesel-powered motor pumps with a capacity of 150/200 m3 / hour |  |  |  |  | pcs. | 16.00 |  |  | For pumping of ground and process water from negative elevations of machine rooms in case of stations shutdown with loss of electrical auxiliary needs
r_39307323_72 | DTEK ENERGY (generation) | Electricity | Diesel generators starting from 40kW 380V |  |  |  |  | pcs. | 16.00 |  |  | In case of loss of electrical it is needed for power supply of compressor stations with air of switches of different voltage class
r_39307323_72 | DTEK ENERGY (generation) | Electricity | Diesel generators 25 kW 380/220 kV |  |  |  |  | pcs. | 32.00 |  |  | To provide drive of submersible pumps during station shutdown with loss of electrical auxiliary needs
r_39307323_73 | DTEK ENERGY (generation) | Electricity | Submersible pumps with performance 16 ÷ 25 of m3 / hour a pressure 1 ÷ 1,6 of kgf / cm2 |  |  |  |  | pcs. | 40.00 |  |  | Submersible pumps are required to pump groundwater from the underground galleries of the solid fuel supply path to production from the warehouse or wagons
r_39307323_74 | DTEK ENERGY (generation) | Electricity | Mobile complex for the preparation of drinking water 20m3 per day |  |  |  |  | pcs. | 8.00 |  |  | To provide personnel with drinking water in the conditions of stopping stations or drinking water pumps
r_39307323_75 | DTEK ENERGY (generation) | Electricity | Rechargeable LED spotlights 25 / 50W |  |  |  |  | pcs. | 80.00 |  |  | To provide lighting during the liquidation of damages during the shutdown of the station with the loss of electrical auxiliary needs
r_39307323_76 | DTEK ENERGY (generation) | Electricity | Portable rebar hydraulic scissors |  |  |  |  | pcs. | 8.00 |  |  | For rapid emergency recovery works after shelling of the station infrastructure
r_39307323_77 | DTEK ENERGY (generation) | Electricity | Hydraulic hand jack |  |  |  |  | pcs. | 16.00 |  |  | For rapid emergency recovery works after shelling of the station infrastructure
r_39307323_78 | DTEK ENERGY (generation) | Electricity | Diesel generator with built-in welding apparatus 300 A - 400A |  |  |  |  | pcs. | 8.00 |  |  | For rapid emergency recovery works after shelling of the station infrastructure
r_39307323_79 | DTEK ENERGY (generation) | Electricity | Diesel-powered air compressor with a capacity of 30 50 m3 / hour head up to 10 kgf / cm2 |  |  |  |  | pcs. | 8.00 |  |  | For the use of bump hammers in the elimination of rubble, as well as the blowdown of gas pipelines during the shutdown of stations with the loss of electrical auxiliary needs
r_39307323_80 | DTEK ENERGY (generation) | Electricity | Autonomous radio station (walkie-talkie) with range up to 1000 m |  |  |  |  | pcs. | 80.00 |  |  | To coordinate the actions of employees during emergency recovery operations
r_39307323_81 | DTEK ENERGY (generation) | Electricity | Autotransformers AT-1,2: - high-voltage bushings (in / into) 150kV - ETFt 650-172-1600 C E5 124 HSP type (or analog) |  |  |  |  | pcs. | 6.00 |  |  | Open switchgear equipment can be restored as quickly as possible
r_39307323_81 | DTEK ENERGY (generation) | Electricity | Autotransformers AT-1,2 - (in / into) 330kV - ETFt 1175-363-1250BE9306 HSP type (or analog) |  |  |  |  | pcs. | 6.00 |  |  | Open switchgear equipment can be restored as quickly as possible
r_39307323_81 | DTEK ENERGY (generation) | Electricity | Autotransformers AT-1,2: - RPN type RNOA-220/1000 in phases "A," "B," "C" (or analog) |  |  |  |  | pcs. | 6.00 |  |  | Open switchgear equipment can be restored as quickly as possible
r_39307323_82 | DTEK ENERGY (generation) | Electricity | Transformers of block 1T, 4T: - in / into 150kV inputs for 1T - ETFt 650-172-1600 C E5 124 HSP type (or analog) |  |  |  |  | pcs. | 3.00 |  |  | Open switchgear equipment can be restored as quickly as possible
r_39307323_82 | DTEK ENERGY (generation) | Electricity | Transformers of block 1T, 4T: - in / into inputs 330kV - ETFt 1175-363-1250BE9306 HSP type (or analog) |  |  |  |  | pcs. | 3.00 |  |  | Open switchgear equipment can be restored as quickly as possible
r_39307323_83 | DTEK ENERGY (generation) | Electricity | 150kV switches: - in cells: 1GT, 2GT, L-172, Sh-1 of type LTB 170E1 4000A, 40kA (or analog) |  |  |  |  | pcs. | 4.00 |  |  | Open switchgear equipment can be restored as quickly as possible
r_39307323_84 | DTEK ENERGY (generation) | Electricity | 330kV switches: - in cells: VP-1, AT-330, 3,4GT, VP-2 of type LTB 420Ye2. 4000A, 40kA (or analog) |  |  |  |  | pcs. | 4.00 |  |  | Open switchgear equipment can be restored as quickly as possible
r_39307323_85 | DTEK ENERGY (generation) | Electricity | Current transformer 20 kV |  |  |  |  | pcs. | 12.00 |  |  | Open switchgear equipment can be restored as quickly as possible
r_39307323_86 | DTEK ENERGY (generation) | Electricity | Voltage transformer 20 kV |  |  |  |  | pcs. | 24.00 |  |  | Open switchgear equipment can be restored as quickly as possible
r_39307323_87 | DTEK ENERGY (generation) | Electricity | Current transformer 150 kV |  |  |  |  | pcs. | 9.00 |  |  | Open switchgear equipment can be restored as quickly as possible
r_39307323_87 | DTEK ENERGY (generation) | Electricity | Current transformer 330 kV |  |  |  |  | pcs. | 12.00 |  |  | Open switchgear equipment can be restored as quickly as possible
r_39307323_88 | DTEK ENERGY (generation) | Electricity | Voltage transformer 150 kV |  |  |  |  | pcs. | 9.00 |  |  | Open switchgear equipment can be restored as quickly as possible
r_39307323_89 | DTEK ENERGY (generation) | Electricity | 6kV vacuum switch |  |  |  |  | pcs. | 24.00 |  |  | Open switchgear equipment can be restored as quickly as possible
r_39307323_90 | DTEK ENERGY (generation) | Electricity | Three-winding autotransformers ATDTSTN-200000/220/110-U1 with low voltage winding 6.6 kV |  |  |  |  | pcs. | 2.00 |  |  | This equipment is necessary to restore the operability of Lugansk TPP after repeated shelling of the territory and open switchgear, that led to fires during hostilities.
r_39307323_91 | DTEK ENERGY (generation) | Electricity | Power transformers TDNG-10000/110 / 3.15kV |  |  |  |  | pcs. | 2.00 |  |  | This equipment is necessary to restore the operability of Lugansk TPP after repeated shelling of the territory and open switchgear, that led to fires during hostilities.
r_39307323_91 | DTEK ENERGY (generation) | Electricity | Power transformer TDTNG-31500/110 / 6.3kV |  |  |  |  | pcs. | 1.00 |  |  | This equipment is necessary to restore the operability of Lugansk TPP after repeated shelling of the territory and open switchgear, that led to fires during hostilities.
r_39307323_92 | DTEK ENERGY (generation) | Electricity | Current transformers TFZM-123 II - IV.1 UHL1 |  |  |  |  | pcs. | 18.00 |  |  | This equipment is necessary to restore the operability of Lugansk TPP after repeated shelling of the territory and open switchgear, that led to fires during hostilities.
r_39307323_92 | DTEK ENERGY (generation) | Electricity | Current transformers TFZM-245 II - IV UHL1 |  |  |  |  | pcs. | 18.00 |  |  | This equipment is necessary to restore the operability of Lugansk TPP after repeated shelling of the territory and open switchgear, that led to fires during hostilities.
r_39307323_93 | DTEK ENERGY (generation) | Electricity | Voltage transformers NOG-123 IV |  |  |  |  | pcs. | 6.00 |  |  | This equipment is necessary to restore the operability of Lugansk TPP after repeated shelling of the territory and open switchgear, that led to fires during hostilities.
r_39307323_93 | DTEK ENERGY (generation) | Electricity | Voltage transformers NOG-245 II - IV |  |  |  |  | pcs. | 6.00 |  |  | This equipment is necessary to restore the operability of Lugansk TPP after repeated shelling of the territory and open switchgear, that led to fires during hostilities.
r_39307323_94 | DTEK ENERGY (generation) | Electricity | Gas-insulated switches LTB-245E1 in three-phase version |  |  |  |  | pcs. | 4.00 |  |  | This equipment is necessary to restore the operability of Lugansk TPP after repeated shelling of the territory and open switchgear, that led to fires during hostilities.
r_39307323_94 | DTEK ENERGY (generation) | Electricity | Gas-insulated switches LTB-145D1 in three-phase version |  |  |  |  | pcs. | 8.00 |  |  | This equipment is necessary to restore the operability of Lugansk TPP after repeated shelling of the territory and open switchgear, that led to fires during hostilities.
r_39307323_95 | DTEK ENERGY (generation) | Electricity | Over-voltage limiters are non-linear in single-phase design Tyco Electronics PCA33 198L5E2M4-8, or their analogs in electrical and mechanical characteristics with connection elements and supporting and mounting structures |  |  |  |  | pcs. | 18.00 |  |  | This equipment is necessary to restore the operability of Lugansk TPP after repeated shelling of the territory and open switchgear, that led to fires during hostilities.
r_39307323_95 | DTEK ENERGY (generation) | Electricity | Over-voltage limiters are non-linear in single-phase design Tyco Electronics PCA3 108L5E2M8, or their analogues in electrical and mechanical characteristics with connection elements and supporting and mounting structures |  |  |  |  | pcs. | 12.00 |  |  | This equipment is necessary to restore the operability of Lugansk TPP after repeated shelling of the territory and open switchgear, that led to fires during hostilities.
r_39307323_96 | DTEK ENERGY (generation) | Electricity | Disconnectors Alstom S2DAT-245 in three-phase version |  |  |  |  | pcs. | 4.00 |  |  | This equipment is necessary to restore the operability of Lugansk TPP after repeated shelling of the territory and open switchgear, that led to fires during hostilities.
r_39307323_96 | DTEK ENERGY (generation) | Electricity | Disconnectors Alstom S2DAT-145 in three-phase version |  |  |  |  | pcs. | 10.00 |  |  | This equipment is necessary to restore the operability of Lugansk TPP after repeated shelling of the territory and open switchgear, that led to fires during hostilities.
r_39307323_97 | DTEK ENERGY (generation) | Electricity | Non-insulated steel-aluminum wire GOST 839-80 type AC-300/39 for overhead lines |  |  |  |  | m | 3000.00 |  |  | This equipment is necessary to restore the operability of Lugansk TPP after repeated shelling of the territory and open switchgear, that led to fires during hostilities.
r_39307323_97 | DTEK ENERGY (generation) | Electricity | Non-insulated steel-aluminum wire GOST 839-80 type AC-400 / 27.7 for overhead lines |  |  |  |  | m | 3000.00 |  |  | This equipment is necessary to restore the operability of Lugansk TPP after repeated shelling of the territory and open switchgear, that led to fires during hostilities.
r_39307323_98 | DTEK ENERGY (generation) | Electricity | Hardware clamp A4A-400-2T |  |  |  |  | pcs. | 18.00 |  |  | This equipment is necessary to restore the operability of Lugansk TPP after repeated shelling of the territory and open switchgear, that led to fires during hostilities.
r_39307323_98 | DTEK ENERGY (generation) | Electricity | Hardware clamp A4A-300 |  |  |  |  | pcs. | 18.00 |  |  | This equipment is necessary to restore the operability of Lugansk TPP after repeated shelling of the territory and open switchgear, that led to fires during hostilities.
r_39307323_99 | DTEK ENERGY (generation) | Electricity | Connecting clamp SAS-300-1 |  |  |  |  | pcs. | 18.00 |  |  | This equipment is necessary to restore the operability of Lugansk TPP after repeated shelling of the territory and open switchgear, that led to fires during hostilities.
r_39307323_99 | DTEK ENERGY (generation) | Electricity | Connecting clamp SAS-400-1 |  |  |  |  | pcs. | 18.00 |  |  | This equipment is necessary to restore the operability of Lugansk TPP after repeated shelling of the territory and open switchgear, that led to fires during hostilities.
r_39307323_100 | DTEK ENERGY (generation) | Electricity | Tensioning clamp is pressed NAS-300-1 |  |  |  |  | pcs. | 18.00 |  |  | This equipment is necessary to restore the operability of Lugansk TPP after repeated shelling of the territory and open switchgear, that led to fires during hostilities.
r_39307323_101 | DTEK ENERGY (generation) | Electricity | Clamp detachable branch pressed ROA-300-1 |  |  |  |  | pcs. | 24.00 |  |  | This equipment is necessary to restore the operability of Lugansk TPP after repeated shelling of the territory and open switchgear, that led to fires during hostilities.
r_39307323_101 | DTEK ENERGY (generation) | Electricity | Clamp detachable branch pressed ROA-400-1 |  |  |  |  | pcs. | 24.00 |  |  | This equipment is necessary to restore the operability of Lugansk TPP after repeated shelling of the territory and open switchgear, that led to fires during hostilities.
r_39307323_102 | DTEK ENERGY (generation) | Electricity | Glass insulator PS 70E |  |  |  |  | pcs. | 400.00 |  |  | This equipment is necessary to restore the operability of Lugansk TPP after repeated shelling of the territory and open switchgear, that led to fires during hostilities.
r_39307323_103 | DTEK ENERGY (generation) | Electricity | Cable KVVGng - 10x2.5 |  |  |  |  | m | 1000.00 |  |  | This equipment is necessary to restore the operability of Lugansk TPP after repeated shelling of the territory and open switchgear, that led to fires during hostilities.
r_39307323_103 | DTEK ENERGY (generation) | Electricity | Cable KVVGng - 19x2.5 |  |  |  |  | m | 1000.00 |  |  | This equipment is necessary to restore the operability of Lugansk TPP after repeated shelling of the territory and open switchgear, that led to fires during hostilities.
r_39307323_103 | DTEK ENERGY (generation) | Electricity | Cable KVVGng - 27x2.5 |  |  |  |  | m | 1000.00 |  |  | This equipment is necessary to restore the operability of Lugansk TPP after repeated shelling of the territory and open switchgear, that led to fires during hostilities.
r_23243188_1 | DTEK KYIV REGIONAL GRIDS PRIVATE JOINT-STOCK COMPANY | Electricity | Automatic switch BA-78, 1000A, 415 / 690B, 70kA |  | Equipment for voltage class 0.4-20 |  |  | pcs | 50
r_23243188_2 | DTEK KYIV REGIONAL GRIDS PRIVATE JOINT-STOCK COMPANY | Electricity | NM1-250S-3300 200A circuit breaker |  | Equipment for voltage class 0.4-20 |  |  | pcs | 50
r_23243188_3 | DTEK KYIV REGIONAL GRIDS PRIVATE JOINT-STOCK COMPANY | Electricity | VIM. AUTO. LIT.CORR. (EL-TRON.ROZ.) 3P / 100A |  | Equipment for voltage class 0.4-20 |  |  | pcs | 20
r_23243188_3 | DTEK KYIV REGIONAL GRIDS PRIVATE JOINT-STOCK COMPANY | Electricity | VIM. AUTO. LIT.CORR. (EL-TRON.ROZ.) 3P / 160A |  | Equipment for voltage class 0.4-20 |  |  | pcs | 200
r_23243188_3 | DTEK KYIV REGIONAL GRIDS PRIVATE JOINT-STOCK COMPANY | Electricity | VIM. AUTO. LIT.CORR. (EL-TRON.ROZ.) 3P / 250A |  | Equipment for voltage class 0.4-20 |  |  | pcs | 200
r_23243188_4 | DTEK KYIV REGIONAL GRIDS PRIVATE JOINT-STOCK COMPANY | Electricity | Load switch VNA-10 / 630-20-U3 |  | Equipment for voltage class 0.4-20 |  |  | pcs | 50
r_23243188_5 | DTEK KYIV REGIONAL GRIDS PRIVATE JOINT-STOCK COMPANY | Electricity | Knitting for lateral fastening of PLVT2 |  | Equipment for voltage class 0.4-20 |  |  | pcs | 3000
r_23243188_6 | DTEK KYIV REGIONAL GRIDS PRIVATE JOINT-STOCK COMPANY | Electricity | Hook under the tape KB 16 |  | Equipment for voltage class 0.4-20 |  |  | pcs | 6000
r_23243188_7 | DTEK KYIV REGIONAL GRIDS PRIVATE JOINT-STOCK COMPANY | Electricity | Aluminum sleeve 120 |  | Equipment for voltage class 0.4-20 |  |  | pcs | 200
r_23243188_7 | DTEK KYIV REGIONAL GRIDS PRIVATE JOINT-STOCK COMPANY | Electricity | Aluminum sleeve 150 |  | Equipment for voltage class 0.4-20 |  |  | pcs | 200
r_23243188_7 | DTEK KYIV REGIONAL GRIDS PRIVATE JOINT-STOCK COMPANY | Electricity | Aluminum sleeve 240 |  | Equipment for voltage class 0.4-20 |  |  | pcs | 200
r_23243188_7 | DTEK KYIV REGIONAL GRIDS PRIVATE JOINT-STOCK COMPANY | Electricity | Aluminum sleeve 95 |  | Equipment for voltage class 0.4-20 |  |  | pcs | 100
r_23243188_8 | DTEK KYIV REGIONAL GRIDS PRIVATE JOINT-STOCK COMPANY | Electricity | Fuse PN 2 400 A |  | Equipment for voltage class 0.4-20 |  |  | pcs | 90
r_23243188_8 | DTEK KYIV REGIONAL GRIDS PRIVATE JOINT-STOCK COMPANY | Electricity | Fuse Mon 2 630 A |  | Equipment for voltage class 0.4-20 |  |  | pcs | 60
r_23243188_8 | DTEK KYIV REGIONAL GRIDS PRIVATE JOINT-STOCK COMPANY | Electricity | Fuse PN-2 250 A |  | Equipment for voltage class 0.4-20 |  |  | pcs | 90
r_23243188_8 | DTEK KYIV REGIONAL GRIDS PRIVATE JOINT-STOCK COMPANY | Electricity | Fuse PT 111 10 10 In 1 |  | Equipment for voltage class 0.4-20 |  |  | pcs | 30
r_23243188_8 | DTEK KYIV REGIONAL GRIDS PRIVATE JOINT-STOCK COMPANY | Electricity | Fuse PT 111 10 16 In 1 |  | Equipment for voltage class 0.4-20 |  |  | pcs | 30
r_23243188_8 | DTEK KYIV REGIONAL GRIDS PRIVATE JOINT-STOCK COMPANY | Electricity | Fuse PT 111 10 20 In 1 |  | Equipment for voltage class 0.4-20 |  |  | pcs | 90
r_23243188_8 | DTEK KYIV REGIONAL GRIDS PRIVATE JOINT-STOCK COMPANY | Electricity | Fuse PT 111 10 31.5 In 1 |  | Equipment for voltage class 0.4-20 |  |  | pcs | 90
r_23243188_9 | DTEK KYIV REGIONAL GRIDS PRIVATE JOINT-STOCK COMPANY | Electricity | Branching clamp SV 1.1.1 |  | Equipment for voltage class 0.4-20 |  |  | pcs | 3000
r_23243188_9 | DTEK KYIV REGIONAL GRIDS PRIVATE JOINT-STOCK COMPANY | Electricity | Branching clamp ЗВ 1.1.4 |  | Equipment for voltage class 0.4-20 |  |  | pcs | 1000
r_23243188_9 | DTEK KYIV REGIONAL GRIDS PRIVATE JOINT-STOCK COMPANY | Electricity | Branching clamp SV 1.2.2 |  | Equipment for voltage class 0.4-20 |  |  | pcs | 6000
r_23243188_9 | DTEK KYIV REGIONAL GRIDS PRIVATE JOINT-STOCK COMPANY | Electricity | Branching clamp ЗВ 1.2.3 |  | Equipment for voltage class 0.4-20 |  |  | pcs | 3000
r_23243188_9 | DTEK KYIV REGIONAL GRIDS PRIVATE JOINT-STOCK COMPANY | Electricity | Tension clamp ZN 2.1 |  | Equipment for voltage class 0.4-20 |  |  | pcs | 3000
r_23243188_9 | DTEK KYIV REGIONAL GRIDS PRIVATE JOINT-STOCK COMPANY | Electricity | Tension clamp ZN 2.3 |  | Equipment for voltage class 0.4-20 |  |  | pcs | 3000
r_23243188_9 | DTEK KYIV REGIONAL GRIDS PRIVATE JOINT-STOCK COMPANY | Electricity | Tension clamp ZN 2.4 |  | Equipment for voltage class 0.4-20 |  |  | pcs | 3000
r_23243188_9 | DTEK KYIV REGIONAL GRIDS PRIVATE JOINT-STOCK COMPANY | Electricity | Clamp tightening ZN 1.1 |  | Equipment for voltage class 0.4-20 |  |  | pcs | 1500
r_23243188_9 | DTEK KYIV REGIONAL GRIDS PRIVATE JOINT-STOCK COMPANY | Electricity | Tension clamp RA 2870 |  | Equipment for voltage class 0.4-20 |  |  | pcs | 1000
r_23243188_9 | DTEK KYIV REGIONAL GRIDS PRIVATE JOINT-STOCK COMPANY | Electricity | Clamp supporting ZP 3.1 |  | Equipment for voltage class 0.4-20 |  |  | pcs | 5000
r_23243188_9 | DTEK KYIV REGIONAL GRIDS PRIVATE JOINT-STOCK COMPANY | Electricity | Clamp plate PA 1 1 |  | Equipment for voltage class 0.4-20 |  |  | pcs | 1500
r_23243188_9 | DTEK KYIV REGIONAL GRIDS PRIVATE JOINT-STOCK COMPANY | Electricity | Clamp plate PA 2 2 |  | Equipment for voltage class 0.4-20 |  |  | pcs | 500
r_23243188_9 | DTEK KYIV REGIONAL GRIDS PRIVATE JOINT-STOCK COMPANY | Electricity | Clamp plate PS 1 1 |  | Equipment for voltage class 0.4-20 |  |  | pcs | 1500
r_23243188_9 | DTEK KYIV REGIONAL GRIDS PRIVATE JOINT-STOCK COMPANY | Electricity | Clamp plate PS 2 1 |  | Equipment for voltage class 0.4-20 |  |  | pcs | 1500
r_23243188_9 | DTEK KYIV REGIONAL GRIDS PRIVATE JOINT-STOCK COMPANY | Electricity | TTD 301 piercing clamp |  | Equipment for voltage class 0.4-20 |  |  | pcs | 300
r_23243188_10 | DTEK KYIV REGIONAL GRIDS PRIVATE JOINT-STOCK COMPANY | Electricity | Insulator IPT 1/630 A 01 |  | Equipment for voltage class 0.4-20 |  |  | pcs | 50
r_23243188_10 | DTEK KYIV REGIONAL GRIDS PRIVATE JOINT-STOCK COMPANY | Electricity | IPTV insulator 1/400 A 01 |  | Equipment for voltage class 0.4-20 |  |  | pcs | 50
r_23243188_10 | DTEK KYIV REGIONAL GRIDS PRIVATE JOINT-STOCK COMPANY | Electricity | Tension insulator PSI 15 CE |  | Equipment for voltage class 0.4-20 |  |  | pcs | 1000
r_23243188_10 | DTEK KYIV REGIONAL GRIDS PRIVATE JOINT-STOCK COMPANY | Electricity | Insulator of submarine suspended PS 70 E |  | Equipment for voltage class 0.4-20 |  |  | pcs | 100
r_23243188_10 | DTEK KYIV REGIONAL GRIDS PRIVATE JOINT-STOCK COMPANY | Electricity | Insulator of submarine pin ShF 20G with a cap |  | Equipment for voltage class 0.4-20 |  |  | pcs | 500
r_23243188_10 | DTEK KYIV REGIONAL GRIDS PRIVATE JOINT-STOCK COMPANY | Electricity | Insulator of PS basic IOR 10-7,5 |  | Equipment for voltage class 0.4-20 |  |  | pcs | 100
r_23243188_11 | DTEK KYIV REGIONAL GRIDS PRIVATE JOINT-STOCK COMPANY | Electricity | Cable power AVVG 4х120 |  | Equipment for voltage class 0.4-20 |  |  | KM | 0.4
r_23243188_11 | DTEK KYIV REGIONAL GRIDS PRIVATE JOINT-STOCK COMPANY | Electricity | Cable power AVVG 4х50 |  | Equipment for voltage class 0.4-20 |  |  | KM | 0.4
r_23243188_11 | DTEK KYIV REGIONAL GRIDS PRIVATE JOINT-STOCK COMPANY | Electricity | Power cable AVVG 4х70 |  | Equipment for voltage class 0.4-20 |  |  | m | 1
r_23243188_11 | DTEK KYIV REGIONAL GRIDS PRIVATE JOINT-STOCK COMPANY | Electricity | Power cable ASB 10 3/185 |  | Equipment for voltage class 0.4-20 |  |  | KM | 20
r_23243188_11 | DTEK KYIV REGIONAL GRIDS PRIVATE JOINT-STOCK COMPANY | Electricity | Cable power ASB 10 3X120 |  | Equipment for voltage class 0.4-20 |  |  | KM | 20
r_23243188_11 | DTEK KYIV REGIONAL GRIDS PRIVATE JOINT-STOCK COMPANY | Electricity | Cable power ASB 10 3х240 |  | Equipment for voltage class 0.4-20 |  |  | KM | 30
r_23243188_11 | DTEK KYIV REGIONAL GRIDS PRIVATE JOINT-STOCK COMPANY | Electricity | Power cable with isolation from the sewed polyethylene 1х300 |  | Equipment for voltage class 0.4-20 |  |  | km | 135
r_23243188_11 | DTEK KYIV REGIONAL GRIDS PRIVATE JOINT-STOCK COMPANY | Electricity | Power cable with isolation from the sewed polyethylene 1х500 |  | Equipment for voltage class 0.4-20 |  |  | km | 75
r_23243188_12 | DTEK KYIV REGIONAL GRIDS PRIVATE JOINT-STOCK COMPANY | Electricity | Complete grounding time (TTD 2-CC) |  | Equipment for voltage class 0.4-20 |  |  | pcs | 600
r_23243188_13 | DTEK KYIV REGIONAL GRIDS PRIVATE JOINT-STOCK COMPANY | Electricity | Coupling set E3UITH 12 120-240 |  | Equipment for voltage class 0.4-20 |  |  | pcs | 100
r_23243188_14 | DTEK KYIV REGIONAL GRIDS PRIVATE JOINT-STOCK COMPANY | Electricity | Mounting of the disconnector drive РА2 С |  | Equipment for voltage class 0.4-20 |  |  | pcs | 50
r_23243188_14 | DTEK KYIV REGIONAL GRIDS PRIVATE JOINT-STOCK COMPANY | Electricity | Fastening of the disconnector RA1 |  | Equipment for voltage class 0.4-20 |  |  | pcs | 50
r_23243188_14 | DTEK KYIV REGIONAL GRIDS PRIVATE JOINT-STOCK COMPANY | Electricity | Slope mounting 10 kV U2 included |  | Equipment for voltage class 0.4-20 |  |  | pcs | 200
r_23243188_14 | DTEK KYIV REGIONAL GRIDS PRIVATE JOINT-STOCK COMPANY | Electricity | Slope mounting 0.4 kV U1 included |  | Equipment for voltage class 0.4-20 |  |  | pcs | 300
r_23243188_15 | DTEK KYIV REGIONAL GRIDS PRIVATE JOINT-STOCK COMPANY | Electricity | Circle steel 16 mm |  | Equipment for voltage class 0.4-20 |  |  | t | 5
r_23243188_16 | DTEK KYIV REGIONAL GRIDS PRIVATE JOINT-STOCK COMPANY | Electricity | Transformer oil T 1500 |  | Equipment for voltage class 0.4-20 |  |  | t | 10
r_23243188_17 | DTEK KYIV REGIONAL GRIDS PRIVATE JOINT-STOCK COMPANY | Electricity | Coupling cable JUPTH 12 70-240 CM |  | Equipment for voltage class 0.4-20 |  |  | pcs | 200
r_23243188_17 | DTEK KYIV REGIONAL GRIDS PRIVATE JOINT-STOCK COMPANY | Electricity | Coupling cable KVTP 10 150/240 (set) |  | Equipment for voltage class 0.4-20 |  |  | pcs | 100
r_23243188_17 | DTEK KYIV REGIONAL GRIDS PRIVATE JOINT-STOCK COMPANY | Electricity | Coupling cable STP 10 150/240 (set) |  | Equipment for voltage class 0.4-20 |  |  | pcs | 200
r_23243188_17 | DTEK KYIV REGIONAL GRIDS PRIVATE JOINT-STOCK COMPANY | Electricity | Coupling cable STP 10 70/120 (computer) |  | Equipment for voltage class 0.4-20 |  |  | pcs | 200
r_23243188_18 | DTEK KYIV REGIONAL GRIDS PRIVATE JOINT-STOCK COMPANY | Electricity | Aluminum tip 120 |  | Equipment for voltage class 0.4-20 |  |  | pcs | 400
r_23243188_18 | DTEK KYIV REGIONAL GRIDS PRIVATE JOINT-STOCK COMPANY | Electricity | Aluminum tip 25 |  | Equipment for voltage class 0.4-20 |  |  | pcs | 400
r_23243188_18 | DTEK KYIV REGIONAL GRIDS PRIVATE JOINT-STOCK COMPANY | Electricity | Aluminum tip 35 |  | Equipment for voltage class 0.4-20 |  |  | pcs | 700
r_23243188_18 | DTEK KYIV REGIONAL GRIDS PRIVATE JOINT-STOCK COMPANY | Electricity | Aluminum tip 50 |  | Equipment for voltage class 0.4-20 |  |  | pcs | 700
r_23243188_18 | DTEK KYIV REGIONAL GRIDS PRIVATE JOINT-STOCK COMPANY | Electricity | Aluminum tip 70 |  | Equipment for voltage class 0.4-20 |  |  | pcs | 400
r_23243188_18 | DTEK KYIV REGIONAL GRIDS PRIVATE JOINT-STOCK COMPANY | Electricity | Aluminum tip 95 |  | Equipment for voltage class 0.4-20 |  |  | pcs | 400
r_23243188_18 | DTEK KYIV REGIONAL GRIDS PRIVATE JOINT-STOCK COMPANY | Electricity | Copper tip 240 |  | Equipment for voltage class 0.4-20 |  |  | pcs | 300
r_23243188_19 | DTEK KYIV REGIONAL GRIDS PRIVATE JOINT-STOCK COMPANY | Electricity | Voltage limiter OPN 10 |  | Equipment for voltage class 0.4-20 |  |  | pcs | 180
r_23243188_19 | DTEK KYIV REGIONAL GRIDS PRIVATE JOINT-STOCK COMPANY | Electricity | Overvoltage limiter ETITES A 280/10 |  | Equipment for voltage class 0.4-20 |  |  | pcs | 600
r_23243188_20 | DTEK KYIV REGIONAL GRIDS PRIVATE JOINT-STOCK COMPANY | Electricity | Support reinforced concrete OHL 0.4 kV JV 9.5-2.0 |  | Equipment for voltage class 0.4-20 |  |  | pcs | 1000
r_23243188_20 | DTEK KYIV REGIONAL GRIDS PRIVATE JOINT-STOCK COMPANY | Electricity | Support reinforced concrete PL-10 kV SK-120-6 |  | Equipment for voltage class 0.4-20 |  |  | pcs | 100
r_23243188_20 | DTEK KYIV REGIONAL GRIDS PRIVATE JOINT-STOCK COMPANY | Electricity | Support reinforced concrete PL-10kv SV-10,5-5.0 |  | Equipment for voltage class 0.4-20 |  |  | pcs | 500
r_23243188_21 | DTEK KYIV REGIONAL GRIDS PRIVATE JOINT-STOCK COMPANY | Electricity | Drive to RLND |  | Equipment for voltage class 0.4-20 |  |  | pcs | 50
r_23243188_22 | DTEK KYIV REGIONAL GRIDS PRIVATE JOINT-STOCK COMPANY | Electricity | Wire AAsXSn 1x50 |  | Equipment for voltage class 0.4-20 |  |  | KM | 200
r_23243188_22 | DTEK KYIV REGIONAL GRIDS PRIVATE JOINT-STOCK COMPANY | Electricity | Insulated wire AAsXSn 1x70 |  | Equipment for voltage class 0.4-20 |  |  | KM | 200
r_23243188_22 | DTEK KYIV REGIONAL GRIDS PRIVATE JOINT-STOCK COMPANY | Electricity | Insulated wire AAsXSn 1x95 |  | Equipment for voltage class 0.4-20 |  |  | KM | 200
r_23243188_22 | DTEK KYIV REGIONAL GRIDS PRIVATE JOINT-STOCK COMPANY | Electricity | Insulated wire ASXSN 4x95 |  | Equipment for voltage class 0.4-20 |  |  | KM | 15
r_23243188_22 | DTEK KYIV REGIONAL GRIDS PRIVATE JOINT-STOCK COMPANY | Electricity | The wire isolated SIPng-5 2 * 16 |  | Equipment for voltage class 0.4-20 |  |  | KM | 5
r_23243188_22 | DTEK KYIV REGIONAL GRIDS PRIVATE JOINT-STOCK COMPANY | Electricity | Insulated wire SIPng-5 2x25 |  | Equipment for voltage class 0.4-20 |  |  | KM | 5
r_23243188_22 | DTEK KYIV REGIONAL GRIDS PRIVATE JOINT-STOCK COMPANY | Electricity | Insulated wire SIPng-5 4x16 |  | Equipment for voltage class 0.4-20 |  |  | KM | 10
r_23243188_22 | DTEK KYIV REGIONAL GRIDS PRIVATE JOINT-STOCK COMPANY | Electricity | Insulated wire SIPng-5 4x25 |  | Equipment for voltage class 0.4-20 |  |  | KM | 5
r_23243188_22 | DTEK KYIV REGIONAL GRIDS PRIVATE JOINT-STOCK COMPANY | Electricity | Insulated wire SIPng-5 4x50 |  | Equipment for voltage class 0.4-20 |  |  | KM | 90
r_23243188_22 | DTEK KYIV REGIONAL GRIDS PRIVATE JOINT-STOCK COMPANY | Electricity | Insulated wire SIPng-5 4x70 |  | Equipment for voltage class 0.4-20 |  |  | KM | 160
r_23243188_22 | DTEK KYIV REGIONAL GRIDS PRIVATE JOINT-STOCK COMPANY | Electricity | Insulated wire SIPng-5 4x95 |  | Equipment for voltage class 0.4-20 |  |  |  | 160
r_23243188_23 | DTEK KYIV REGIONAL GRIDS PRIVATE JOINT-STOCK COMPANY | Electricity | RLND 10/400 disconnector |  | Equipment for voltage class 0.4-20 |  |  | pcs | 20
r_23243188_23 | DTEK KYIV REGIONAL GRIDS PRIVATE JOINT-STOCK COMPANY | Electricity | RLND 10/630 disconnector |  | Equipment for voltage class 0.4-20 |  |  | pcs | 50
r_23243188_23 | DTEK KYIV REGIONAL GRIDS PRIVATE JOINT-STOCK COMPANY | Electricity | RLNDZ 10/400 disconnector |  | Equipment for voltage class 0.4-20 |  |  | pcs | 40
r_23243188_23 | DTEK KYIV REGIONAL GRIDS PRIVATE JOINT-STOCK COMPANY | Electricity | RLNDz 10/630 disconnector |  | Equipment for voltage class 0.4-20 |  |  | pcs | 10
r_23243188_24 | DTEK KYIV REGIONAL GRIDS PRIVATE JOINT-STOCK COMPANY | Electricity | Switch of BP-32 400 A |  | Equipment for voltage class 0.4-20 |  |  | pcs | 50
r_23243188_24 | DTEK KYIV REGIONAL GRIDS PRIVATE JOINT-STOCK COMPANY | Electricity | Switch of the main input of RB 250 A |  | Equipment for voltage class 0.4-20 |  |  | pcs | 50
r_23243188_24 | DTEK KYIV REGIONAL GRIDS PRIVATE JOINT-STOCK COMPANY | Electricity | Switch of RP C 250 |  | Equipment for voltage class 0.4-20 |  |  | pcs | 20
r_23243188_24 | DTEK KYIV REGIONAL GRIDS PRIVATE JOINT-STOCK COMPANY | Electricity | RPS switch 400 A |  | Equipment for voltage class 0.4-20 |  |  | pcs | 20
r_23243188_24 | DTEK KYIV REGIONAL GRIDS PRIVATE JOINT-STOCK COMPANY | Electricity | RPS switch of 630 A |  | Equipment for voltage class 0.4-20 |  |  | pcs | 10
r_23243188_25 | DTEK KYIV REGIONAL GRIDS PRIVATE JOINT-STOCK COMPANY | Electricity | SCU-20 clamp |  | Equipment for voltage class 0.4-20 |  |  | pcs | 10000
r_23243188_26 | DTEK KYIV REGIONAL GRIDS PRIVATE JOINT-STOCK COMPANY | Electricity | Steel Pipe 25x2.8 |  | Equipment for voltage class 0.4-20 |  |  | t | 1.4
r_23243188_27 | DTEK KYIV REGIONAL GRIDS PRIVATE JOINT-STOCK COMPANY | Electricity | Bandage tape INOX |  | Equipment for voltage class 0.4-20 |  |  | m | 10000
r_23243188_28 | DTEK KYIV REGIONAL GRIDS PRIVATE JOINT-STOCK COMPANY | Electricity | Traverse 0.4 kV TN-1 /3-pin./ |  | Equipment for voltage class 0.4-20 |  |  | pcs | 300
r_23243188_28 | DTEK KYIV REGIONAL GRIDS PRIVATE JOINT-STOCK COMPANY | Electricity | Traverse 0.4 kV TN-2 /2-pin./ |  | Equipment for voltage class 0.4-20 |  |  | pcs | 300
r_23243188_28 | DTEK KYIV REGIONAL GRIDS PRIVATE JOINT-STOCK COMPANY | Electricity | Traverse 10 kV TC 1 (inflated) |  | Equipment for voltage class 0.4-20 |  |  | pcs | 50
r_23243188_28 | DTEK KYIV REGIONAL GRIDS PRIVATE JOINT-STOCK COMPANY | Electricity | Traverse 10kV TM-1 /3-pin./ |  | Equipment for voltage class 0.4-20 |  |  | pcs | 100
r_23243188_28 | DTEK KYIV REGIONAL GRIDS PRIVATE JOINT-STOCK COMPANY | Electricity | Traverse 10kV TM-3 /6-pin./ |  | Equipment for voltage class 0.4-20 |  |  | pcs | 100
r_23243188_28 | DTEK KYIV REGIONAL GRIDS PRIVATE JOINT-STOCK COMPANY | Electricity | Traverse TMz 12 |  | Equipment for voltage class 0.4-20 |  |  | pcs | 100
r_23243188_28 | DTEK KYIV REGIONAL GRIDS PRIVATE JOINT-STOCK COMPANY | Electricity | Traverse TMz 15 |  | Equipment for voltage class 0.4-20 |  |  | pcs | 100
r_23243188_29 | DTEK KYIV REGIONAL GRIDS PRIVATE JOINT-STOCK COMPANY | Electricity | Transformer power TMG 400-10 / 0,4 / OZ / |  | Equipment for voltage class 0.4-20 |  |  | pcs | 50
r_23243188_29 | DTEK KYIV REGIONAL GRIDS PRIVATE JOINT-STOCK COMPANY | Electricity | Transformer power TMG 630/10 / 0,4 / OZ / |  | Equipment for voltage class 0.4-20 |  |  | pcs | 40
r_23243188_29 | DTEK KYIV REGIONAL GRIDS PRIVATE JOINT-STOCK COMPANY | Electricity | Transformer power TMG160-10 / 0,4 / OZ / |  | Equipment for voltage class 0.4-20 |  |  | pcs | 50
r_23243188_29 | DTEK KYIV REGIONAL GRIDS PRIVATE JOINT-STOCK COMPANY | Electricity | Transformer power TMG250-10 / 0,4 / OZ / |  | Equipment for voltage class 0.4-20 |  |  | pcs | 50
r_23243188_30 | DTEK KYIV REGIONAL GRIDS PRIVATE JOINT-STOCK COMPANY | Electricity | The tube is corrugated 19/25 |  | Equipment for voltage class 0.4-20 |  |  | m | 3000
r_23243188_30 | DTEK KYIV REGIONAL GRIDS PRIVATE JOINT-STOCK COMPANY | Electricity | The tube is corrugated 25/32 |  | Equipment for voltage class 0.4-20 |  |  | m | 6000
r_23243188_31 | DTEK KYIV REGIONAL GRIDS PRIVATE JOINT-STOCK COMPANY | Electricity | Paint PF 115 yellow |  | Equipment for voltage class 0.4-20 |  |  | kg | 25
r_23243188_31 | DTEK KYIV REGIONAL GRIDS PRIVATE JOINT-STOCK COMPANY | Electricity | Paint PF 115 green |  | Equipment for voltage class 0.4-20 |  |  | kg | 25
r_23243188_31 | DTEK KYIV REGIONAL GRIDS PRIVATE JOINT-STOCK COMPANY | Electricity | Paint PF 115 gray |  | Equipment for voltage class 0.4-20 |  |  | kg | 50
r_23243188_31 | DTEK KYIV REGIONAL GRIDS PRIVATE JOINT-STOCK COMPANY | Electricity | Paint PF 115 red |  | Equipment for voltage class 0.4-20 |  |  | kg | 25
r_23243188_31 | DTEK KYIV REGIONAL GRIDS PRIVATE JOINT-STOCK COMPANY | Electricity | Paint PF 115 black |  | Equipment for voltage class 0.4-20 |  |  | kg | 100
r_23243188_32 | DTEK KYIV REGIONAL GRIDS PRIVATE JOINT-STOCK COMPANY | Electricity | Clamp remote FD 10 |  | Equipment for voltage class 0.4-20 |  |  | pcs | 5000
r_23243188_33 | DTEK KYIV REGIONAL GRIDS PRIVATE JOINT-STOCK COMPANY | Electricity | Collar fastening collar 10 kV X 1 in the room |  | Equipment for voltage class 0.4-20 |  |  | pcs | 500
r_23243188_33 | DTEK KYIV REGIONAL GRIDS PRIVATE JOINT-STOCK COMPANY | Electricity | Collar fastening collar n / v X 11 |  | Equipment for voltage class 0.4-20 |  |  | pcs | 600
r_23243188_34 | DTEK KYIV REGIONAL GRIDS PRIVATE JOINT-STOCK COMPANY | Electricity | mast TP 250/10 / 0,4 (set) with support |  | Equipment for voltage class 0.4-20 |  |  | set | 100
r_23243188_35 | DTEK KYIV REGIONAL GRIDS PRIVATE JOINT-STOCK COMPANY | Electricity | Cabinet KTPM -160 / 10 / 0.4 |  | Equipment for voltage class 0.4-20 |  |  | pcs | 50
r_23243188_36 | DTEK KYIV REGIONAL GRIDS PRIVATE JOINT-STOCK COMPANY | Electricity | Grounding pin |  | Equipment for voltage class 0.4-20 |  |  | pcs | 2000
r_23243188_37 | DTEK KYIV REGIONAL GRIDS PRIVATE JOINT-STOCK COMPANY | Electricity | KTPGS 630 kVA |  | Equipment for voltage class 0.4-20 |  |  | pcs | 15
r_23243188_37 | DTEK KYIV REGIONAL GRIDS PRIVATE JOINT-STOCK COMPANY | Electricity | KTPGS 400 kVA |  | Equipment for voltage class 0.4-20 |  |  | pcs | 10
r_23243188_38 | DTEK KYIV REGIONAL GRIDS PRIVATE JOINT-STOCK COMPANY | Electricity | The transformer is power two-winding, analog of TDN-10000 of 35/10 kV |  | For restoration works on the equipment of 35 kV switchgear: |  |  | pcs | 4
r_23243188_38 | DTEK KYIV REGIONAL GRIDS PRIVATE JOINT-STOCK COMPANY | Electricity | The transformer is power two-winding, analog of TDN-6300 of 35/10 kV |  | For restoration works on the equipment of 35 kV switchgear: |  |  | pcs. | 4
r_23243188_38 | DTEK KYIV REGIONAL GRIDS PRIVATE JOINT-STOCK COMPANY | Electricity | The transformer is power two-winding, analog of TDN-4000 of 35/10 kV |  | For restoration works on the equipment of 35 kV switchgear: |  |  | pcs. | 2
r_23243188_39 | DTEK KYIV REGIONAL GRIDS PRIVATE JOINT-STOCK COMPANY | Electricity | Vacuum switch of 35 kV, 1000A, 16 kA with the spring drive, power supply of alternating current of 220 in |  | For restoration works on the equipment of 35 kV switchgear: |  |  | pcs. | 15
r_23243188_40 | DTEK KYIV REGIONAL GRIDS PRIVATE JOINT-STOCK COMPANY | Electricity | 35 kV 1000 A disconnector with two earthing knives that do not require maintenance for the entire service life |  | For restoration works on the equipment of 35 kV switchgear: |  |  | pcs. | 10
r_23243188_41 | DTEK KYIV REGIONAL GRIDS PRIVATE JOINT-STOCK COMPANY | Electricity | 35 kV current transformers with cast insulation 100/5, number of secondary windings 3 pcs: 10P / 10P / 0.5 S |  | For restoration works on the equipment of 35 kV switchgear: |  |  | pcs. | 9
r_23243188_41 | DTEK KYIV REGIONAL GRIDS PRIVATE JOINT-STOCK COMPANY | Electricity | 35 kV current transformers with cast insulation 200/5, number of secondary windings 3 pcs: 10P / 10P / 0.5 S |  | For restoration works on the equipment of 35 kV switchgear: |  |  | pcs. | 9
r_23243188_41 | DTEK KYIV REGIONAL GRIDS PRIVATE JOINT-STOCK COMPANY | Electricity | 35 kV voltage transformer with cast insulation |  | For restoration works on the equipment of 35 kV switchgear: |  |  | pcs | 9
r_23243188_42 | DTEK KYIV REGIONAL GRIDS PRIVATE JOINT-STOCK COMPANY | Electricity | Overvoltage limiter 35 kV Ur = 40.5 kV |  | For restoration works on the equipment of 35 kV switchgear: |  |  | pcs. | 60
r_23243188_43 | DTEK KYIV REGIONAL GRIDS PRIVATE JOINT-STOCK COMPANY | Electricity | Complete switchgear (KRPZ) 35 kV consisting of: two sections with a sectional switch. In each section - six cells (cable entry, transformer input, HV) + space for one spare cell |  | For restoration works on the equipment of 35 kV switchgear: |  |  | pcs. | 2
r_23243188_43 | DTEK KYIV REGIONAL GRIDS PRIVATE JOINT-STOCK COMPANY | Electricity | Complete switchgear (KRPZ) 10 kV consisting of: two sections with a sectional switch. In each section - eighteen cells (input of the transformer on 2500A, TN, TSN, cells of the departing lines on 1000 A) |  | For restoration works on the equipment of switchgear 6-10 kV: |  |  | set | 2
r_23243188_43 | DTEK KYIV REGIONAL GRIDS PRIVATE JOINT-STOCK COMPANY | Electricity | Complete switchgear (KRPZ) 10 kV consisting of: two sections with a sectional switch. On each section - twelve cells (input of the transformer on 1000A, TN, TSN, cells of the departing lines on 630 A) |  | For restoration works on the equipment of switchgear 6-10 kV: |  |  | set | 4
r_23243188_44 | DTEK KYIV REGIONAL GRIDS PRIVATE JOINT-STOCK COMPANY | Electricity | Power transformer TDTN-63000 110/35/10 |  | For restoration works on the equipment of switchgear 6-10 kV: |  |  | pcs. | 2
r_23243188_44 | DTEK KYIV REGIONAL GRIDS PRIVATE JOINT-STOCK COMPANY | Electricity | Transformer power TDTN-40000 110/10/10 |  | For restoration works on the equipment of switchgear 6-10 kV: |  |  | pcs. | 4
r_23243188_44 | DTEK KYIV REGIONAL GRIDS PRIVATE JOINT-STOCK COMPANY | Electricity | Power transformer TRDN-25000 110/10/10 |  | For restoration works on the equipment of switchgear 6-10 kV: |  |  | pcs. | 2
r_23243188_44 | DTEK KYIV REGIONAL GRIDS PRIVATE JOINT-STOCK COMPANY | Electricity | Power TDN-6300 110/6 transformer |  | For restoration works on the equipment of switchgear 6-10 kV: |  |  | pcs. | 2
r_23243188_45 | DTEK KYIV REGIONAL GRIDS PRIVATE JOINT-STOCK COMPANY | Electricity | SF6 switch 110 kV 1000 A 40 kA |  | For restoration works on the equipment of switchgear 6-10 kV: |  |  | pcs. | 12
r_23243188_46 | DTEK KYIV REGIONAL GRIDS PRIVATE JOINT-STOCK COMPANY | Electricity | Current transformer 110 kV 600/5, number of secondary windings of 5 pieces: 10P / 10P / 10P / 10P / 0,5 S |  | For restoration works on the equipment of switchgear 6-10 kV: |  |  | pcs. | 6
r_23243188_46 | DTEK KYIV REGIONAL GRIDS PRIVATE JOINT-STOCK COMPANY | Electricity | Current transformer 110 kV 100/5, number of secondary windings of 5 pieces: 10P / 10P / 10P / 10P / 0,5 S |  | For restoration works on the equipment of switchgear 6-10 kV: |  |  | pcs. | 6
r_23243188_47 | DTEK KYIV REGIONAL GRIDS PRIVATE JOINT-STOCK COMPANY | Electricity | 110 kV voltage transformer |  | For restoration works on the equipment of switchgear 6-10 kV: |  |  | pcs. | 6
r_23243188_48 | DTEK KYIV REGIONAL GRIDS PRIVATE JOINT-STOCK COMPANY | Electricity | Disconnector 110 kV 1000 A with two grounding knives |  | For restoration works on the equipment of switchgear 6-10 kV: |  |  | pcs. | 12
r_23243188_49 | DTEK KYIV REGIONAL GRIDS PRIVATE JOINT-STOCK COMPANY | Electricity | Wire AC-50 |  | For restoration of 35-110 kV lines |  |  | t. | 0.1
r_23243188_49 | DTEK KYIV REGIONAL GRIDS PRIVATE JOINT-STOCK COMPANY | Electricity | Wire AC-70 |  | For restoration of 35-110 kV lines |  |  | t. | 0.15
r_23243188_49 | DTEK KYIV REGIONAL GRIDS PRIVATE JOINT-STOCK COMPANY | Electricity | Wire AC-95 |  | For restoration of 35-110 kV lines |  |  | t. | 0.27
r_23243188_49 | DTEK KYIV REGIONAL GRIDS PRIVATE JOINT-STOCK COMPANY | Electricity | Wire AC-120 |  | For restoration of 35-110 kV lines |  |  | t. | 0.35
r_23243188_49 | DTEK KYIV REGIONAL GRIDS PRIVATE JOINT-STOCK COMPANY | Electricity | Wire AC-150 |  | For restoration of 35-110 kV lines |  |  | t. | 0.2
r_23243188_49 | DTEK KYIV REGIONAL GRIDS PRIVATE JOINT-STOCK COMPANY | Electricity | Wire AC-185 |  | For restoration of 35-110 kV lines |  |  | t. | 0.25
r_23243188_49 | DTEK KYIV REGIONAL GRIDS PRIVATE JOINT-STOCK COMPANY | Electricity | Wire AC-240 |  | For restoration of 35-110 kV lines |  |  | t. | 0.3
r_23243188_49 | DTEK KYIV REGIONAL GRIDS PRIVATE JOINT-STOCK COMPANY | Electricity | Wire AC-400 |  | For restoration of 35-110 kV lines |  |  | t. | 0.4
r_23243188_50 | DTEK KYIV REGIONAL GRIDS PRIVATE JOINT-STOCK COMPANY | Electricity | Spot clamp PA-1 |  | For restoration of 35-110 kV lines |  |  | pcs. | 50
r_23243188_50 | DTEK KYIV REGIONAL GRIDS PRIVATE JOINT-STOCK COMPANY | Electricity | Spot clamp PA-2 |  | For restoration of 35-110 kV lines |  |  | pcs. | 100
r_23243188_50 | DTEK KYIV REGIONAL GRIDS PRIVATE JOINT-STOCK COMPANY | Electricity | Spot clamp PA-3 |  | For restoration of 35-110 kV lines |  |  | pcs. | 100
r_23243188_50 | DTEK KYIV REGIONAL GRIDS PRIVATE JOINT-STOCK COMPANY | Electricity | Spot clamp PA-4 |  | For restoration of 35-110 kV lines |  |  | pcs. | 50
r_23243188_51 | DTEK KYIV REGIONAL GRIDS PRIVATE JOINT-STOCK COMPANY | Electricity | SOAS - 50 |  | For restoration of 35-110 kV lines |  |  | pcs. | 20
r_23243188_51 | DTEK KYIV REGIONAL GRIDS PRIVATE JOINT-STOCK COMPANY | Electricity | SOAS - 70 |  | For restoration of 35-110 kV lines |  |  | pcs. | 40
r_23243188_51 | DTEK KYIV REGIONAL GRIDS PRIVATE JOINT-STOCK COMPANY | Electricity | SOAS - 95 |  | For restoration of 35-110 kV lines |  |  | pcs. | 40
r_23243188_51 | DTEK KYIV REGIONAL GRIDS PRIVATE JOINT-STOCK COMPANY | Electricity | SOAS - 120 |  | For restoration of 35-110 kV lines |  |  | pcs. | 40
r_23243188_51 | DTEK KYIV REGIONAL GRIDS PRIVATE JOINT-STOCK COMPANY | Electricity | SOAS - 150 |  | For restoration of 35-110 kV lines |  |  | pcs. | 30
r_23243188_51 | DTEK KYIV REGIONAL GRIDS PRIVATE JOINT-STOCK COMPANY | Electricity | SOAS - 185 |  | For restoration of 35-110 kV lines |  |  | pcs. | 30
r_23243188_52 | DTEK KYIV REGIONAL GRIDS PRIVATE JOINT-STOCK COMPANY | Electricity | САС -240 |  | For restoration of 35-110 kV lines |  |  | pcs. | 60
r_23243188_52 | DTEK KYIV REGIONAL GRIDS PRIVATE JOINT-STOCK COMPANY | Electricity | САС -400 |  | For restoration of 35-110 kV lines |  |  | pcs. | 20
r_23243188_53 | DTEK KYIV REGIONAL GRIDS PRIVATE JOINT-STOCK COMPANY | Electricity | Insulators glass PS-70 |  | For restoration of 35-110 kV lines |  |  | pcs. | 700
r_23243188_53 | DTEK KYIV REGIONAL GRIDS PRIVATE JOINT-STOCK COMPANY | Electricity | Insulators glass PS-120 |  | For restoration of 35-110 kV lines |  |  | pcs. | 250
r_30019775_1 | SC UKRGASVYDOBUVANNYA | Gas | Hydration inhibitor (methanol) |  |  |  |  | t | 4000
r_30019775_2 | SC UKRGASVYDOBUVANNYA | Gas | Mobile DES |  | Power -5-20kW |  |  | pcs | 155
r_30019775_3 | SC UKRGASVYDOBUVANNYA | Gas | Mobile lighting masts |  |  |  |  | pcs | 250
r_30019775_4 | SC UKRGASVYDOBUVANNYA | Gas | Satellite phones |  |  |  |  | pcs | 50
r_30019775_5 | SC UKRGASVYDOBUVANNYA | Gas | Uninterruptible power supplies 3-6 kW |  |  |  |  | pcs | 60
r_30019775_6 | SC UKRGASVYDOBUVANNYA | Gas | QNAP NAS network storage |  |  |  |  | pcs | 30
r_30019775_7 | SC UKRGASVYDOBUVANNYA | Gas | Satellite Internet Kits (StarLink) |  |  |  |  | set | 15
r_30019775_8 | SC UKRGASVYDOBUVANNYA | Gas | Walkie-talkies |  | 10-20 km |  |  | pcs | 360
r_30019775_9 | SC UKRGASVYDOBUVANNYA | Gas | Explosion-proof lanterns |  |  |  |  | pcs | 600
r_30019775_10 | SC UKRGASVYDOBUVANNYA | Gas | Batteries |  | gel, 12V, 150A |  |  | pcs | 250
r_00130926_1 | PJSC ZAPORIZHOBLENERGO | Electricity | wire | AC-185/24 | Equipment for high voltage networks |  |  | km | 20
r_00130926_1 | PJSC ZAPORIZHOBLENERGO | Electricity | wire | AC-300/39 | Equipment for high voltage networks |  |  | km | 5
r_00130926_1 | PJSC ZAPORIZHOBLENERGO | Electricity | wire | AC-95/16 | Equipment for high voltage networks |  |  | km | 15
r_00130926_1 | PJSC ZAPORIZHOBLENERGO | Electricity | wire | AC-120/19 | Equipment for high voltage networks |  |  | km | 15
r_00130926_2 | PJSC ZAPORIZHOBLENERGO | Electricity | insulators | LCC 120 / 150-2 | Equipment for high voltage networks |  |  | pcs | 120
r_00130926_2 | PJSC ZAPORIZHOBLENERGO | Electricity | insulators | LCC 160 / 150-2 | Equipment for high voltage networks |  |  | pcs | 40
r_00130926_2 | PJSC ZAPORIZHOBLENERGO | Electricity | insulators | LCC 70 / 35-2 | Equipment for high voltage networks |  |  | pcs | 200
r_00130926_3 | PJSC ZAPORIZHOBLENERGO | Electricity | Clamps | PA-4-1 | Equipment for high voltage networks |  |  | pcs | 100
r_00130926_3 | PJSC ZAPORIZHOBLENERGO | Electricity | Clamps | PA-5-1 | Equipment for high voltage networks |  |  | pcs | 40
r_00130926_3 | PJSC ZAPORIZHOBLENERGO | Electricity | Clamps | PA-3-2 | Equipment for high voltage networks |  |  | pcs | 100
r_00130926_4 | PJSC ZAPORIZHOBLENERGO | Electricity | connectors | SOAS-185-3 | Equipment for high voltage networks |  |  | pcs | 60
r_00130926_4 | PJSC ZAPORIZHOBLENERGO | Electricity | connectors | SOAS-95-3 | Equipment for high voltage networks |  |  | pcs | 100
r_00130926_4 | PJSC ZAPORIZHOBLENERGO | Electricity | connectors | SOAS-120-3 | Equipment for high voltage networks |  |  | pcs | 100
r_00130926_5 | PJSC ZAPORIZHOBLENERGO | Electricity | wire | AC-50 | Equipment for distributive networks |  |  | km | 110
r_00130926_5 | PJSC ZAPORIZHOBLENERGO | Electricity | wire | AC-35 | Equipment for distributive networks |  |  | km | 110
r_00130926_5 | PJSC ZAPORIZHOBLENERGO | Electricity | wire | SIP 5ng 4 * 50 | Equipment for distributive networks |  |  | km | 40
r_00130926_5 | PJSC ZAPORIZHOBLENERGO | Electricity | wire | SIP 5ng 4 * 70 | Equipment for distributive networks |  |  | km | 40
r_00130926_6 | PJSC ZAPORIZHOBLENERGO | Electricity | insulators | SHF-20 with caps | Equipment for distributive networks |  |  | pcs | 6000
r_00130926_6 | PJSC ZAPORIZHOBLENERGO | Electricity | insulators | TF-20 with caps | Equipment for distributive networks |  |  | pcs | 4000
r_00130926_7 | PJSC ZAPORIZHOBLENERGO | Electricity | transformers power | TMG-10 / 0.4 100 kVA | Equipment for distributive networks |  |  | pcs | 10
r_00130926_7 | PJSC ZAPORIZHOBLENERGO | Electricity | transformers power | TMG-10 / 0.4 160 kVA | Equipment for distributive networks |  |  | pcs | 10
r_00130926_7 | PJSC ZAPORIZHOBLENERGO | Electricity | transformers power | TMG-10 / 0.4 250 kVA | Equipment for distributive networks |  |  | pcs | 10
r_00130926_8 | PJSC ZAPORIZHOBLENERGO | Electricity | KTP cabinets |  | Equipment for distributive networks |  |  | pcs | 20
r_00130926_9 | PJSC ZAPORIZHOBLENERGO | Electricity | fittings for installation of SIP | GHSO 16 hook | Equipment for distributive networks |  |  | pcs | 2700
r_00130926_9 | PJSC ZAPORIZHOBLENERGO | Electricity | fittings for installation of SIP | Clamp anchor GUKо1 | Equipment for distributive networks |  |  | pcs | 960
r_00130926_9 | PJSC ZAPORIZHOBLENERGO | Electricity | fittings for installation of SIP | Clamp TTD 151 | Equipment for distributive networks |  |  | pcs | 8000
r_00130926_9 | PJSC ZAPORIZHOBLENERGO | Electricity | fittings for installation of SIP | TTD 201FA clamp | Equipment for distributive networks |  |  | pcs | 1300
r_00130926_9 | PJSC ZAPORIZHOBLENERGO | Electricity | fittings for installation of SIP | MJPT 50 clamp is connecting | Equipment for distributive networks |  |  | pcs | 1300
r_00130926_9 | PJSC ZAPORIZHOBLENERGO | Electricity | fittings for installation of SIP | PSP 122 TRA clamp | Equipment for distributive networks |  |  | pcs | 1600
r_00130926_9 | PJSC ZAPORIZHOBLENERGO | Electricity | fittings for installation of SIP | bandage tape | Equipment for distributive networks |  |  | m | 8000
r_00130926_9 | PJSC ZAPORIZHOBLENERGO | Electricity | fittings for installation of SIP | bracket for bandage tapes | Equipment for distributive networks |  |  | pcs | 8000
r_00130926_10 | PJSC ZAPORIZHOBLENERGO | Electricity | fuses | Fuse PN-22-100-00 UHLZ 160A copper | Equipment for distributive networks |  |  | pcs | 450
r_00130926_10 | PJSC ZAPORIZHOBLENERGO | Electricity | fuses | Fuse PN-22-200-00 UHLZ 160A copper | Equipment for distributive networks |  |  | pcs | 600
r_00130926_10 | PJSC ZAPORIZHOBLENERGO | Electricity | fuses | Fuse PN-22-200-00 UHLZ 160A copper | Equipment for distributive networks |  |  | pcs | 600
r_00130926_10 | PJSC ZAPORIZHOBLENERGO | Electricity | fuses | Fuse PT-011-10-16-31,5 U3 brass | Equipment for distributive networks |  |  | pcs | 600
r_00130926_10 | PJSC ZAPORIZHOBLENERGO | Electricity | fuses | Fuse PT-011-10-20-31,5 U3 brass | Equipment for distributive networks |  |  | pcs | 450
r_00130926_10 | PJSC ZAPORIZHOBLENERGO | Electricity | fuses | Fuse PT-011-10-16-31,5 U3 brass | Equipment for distributive networks |  |  | pcs | 450
r_00130926_11 | PJSC ZAPORIZHOBLENERGO | Electricity | automatic switches | automatic switches 160A | Equipment for distributive networks |  |  | pcs | 550
r_00130926_11 | PJSC ZAPORIZHOBLENERGO | Electricity | automatic switches | automatic switches 200A | Equipment for distributive networks |  |  | pcs | 550
r_00130926_12 | PJSC ZAPORIZHOBLENERGO | Electricity | risers | SV 9.5 | Equipment for distributive networks |  |  | pcs | 1000
r_00130926_12 | PJSC ZAPORIZHOBLENERGO | Electricity | risers | SV 10.5 | Equipment for distributive networks |  |  | pcs | 1000
r_00130926_12 | PJSC ZAPORIZHOBLENERGO | Electricity | risers | SK-26 | Equipment for distributive networks |  |  | pcs | 50
r_00130926_43 | PJSC ZAPORIZHOBLENERGO | Electricity | Sense |  | With coverage up to 50 km |  |  | pcs | 60
r_00130926_44 | PJSC ZAPORIZHOBLENERGO | Electricity | Generator |  | Power 40 kW |  |  | pcs | 2
r_00130926_45 | PJSC ZAPORIZHOBLENERGO | Electricity | The generator is single-phase |  | Power not less than 2.8 kW |  |  | pcs | 20
r_00131713_1 | DTEK Odessa Electric Grids | Electricity | Diesel generator JCB G (or similar) on the chassis |  | Power 250 kW |  |  | pcs | 2
r_00131713_2 | DTEK Odessa Electric Grids | Electricity | Diesel generator JCB G (or similar) on the chassis |  | Power 400 kW |  |  | pcs | 2
r_00131245_1 | VUHLEHIRSKA HPP OF "TSENTRENERHO" PJSC | Electricity | DRESTA bulldozer | Engine (QSX-15) 785-12-0209 (1502672H91) (TD-25) |  |  |  | from | 1

## equipment_detailed
Request ID | company (beneficiary) | name of equipment | components
r_42795490_4 | GAS TSO OF UKRAINE LLC | Machine for plasma cutting of pipes | Air compressor | Tomahawk 1538 with plasmatron for mechanized cutting | sleeve length | > 12m
r_42795490_4 | GAS TSO OF UKRAINE LLC | Machine for plasma cutting of pipes | Air compressor | Tomahawk 1538 with plasmatron for mechanized cutting | electrode | 180 pieces
r_42795490_4 | GAS TSO OF UKRAINE LLC | Machine for plasma cutting of pipes | Air compressor | Tomahawk 1538 with plasmatron for mechanized cutting | nozzle 100A | 40 pieces
r_42795490_4 | GAS TSO OF UKRAINE LLC | Machine for plasma cutting of pipes | Air compressor | Tomahawk 1538 with plasmatron for mechanized cutting | nozzle 80A | 50 pieces
r_42795490_4 | GAS TSO OF UKRAINE LLC | Machine for plasma cutting of pipes | Air compressor | Tomahawk 1538 with plasmatron for mechanized cutting | nozzle 60A | 80 pieces
r_42795490_4 | GAS TSO OF UKRAINE LLC | Machine for plasma cutting of pipes | Air compressor | Tomahawk 1538 with plasmatron for mechanized cutting | nozzle 40A | 50 pieces
r_42795490_4 | GAS TSO OF UKRAINE LLC | Machine for plasma cutting of pipes | Air compressor | Tomahawk 1538 with plasmatron for mechanized cutting | gouging nozzle | 20 pieces
r_42795490_4 | GAS TSO OF UKRAINE LLC | Machine for plasma cutting of pipes | Air compressor | Tomahawk 1538 with plasmatron for mechanized cutting | protective cap | 6 pieces
r_42795490_4 | GAS TSO OF UKRAINE LLC | Machine for plasma cutting of pipes | Air compressor | Tomahawk 1538 with plasmatron for mechanized cutting | protective cap for cutting with indentation | 6 pieces
r_42795490_4 | GAS TSO OF UKRAINE LLC | Machine for plasma cutting of pipes | Air compressor | Tomahawk 1538 with plasmatron for mechanized cutting | protective cap for gouging | 4 pieces
r_42795490_4 | GAS TSO OF UKRAINE LLC | Machine for plasma cutting of pipes | Air compressor | Tomahawk 1538 with plasmatron for mechanized cutting | contact tip | 10 pieces
r_42795490_4 | GAS TSO OF UKRAINE LLC | Machine for plasma cutting of pipes | Air compressor | Tomahawk 1538 with plasmatron for mechanized cutting | gas diffuser | 9 pieces
r_42795490_4 | GAS TSO OF UKRAINE LLC | Machine for plasma cutting of pipes | Air compressor | Tomahawk 1538 with plasmatron for mechanized cutting | holding cap | 4 pieces
r_42795490_4 | GAS TSO OF UKRAINE LLC | Machine for plasma cutting of pipes | Air compressor | Tomahawk 1538 with plasmatron for mechanized cutting | air filter, filter cartridge | 5 pieces
r_42795490_4 | GAS TSO OF UKRAINE LLC | Machine for plasma cutting of pipes | Air compressor | Tomahawk 1538 with plasmatron for mechanized cutting | insulation kit | 2 pieces
r_42795490_4 | GAS TSO OF UKRAINE LLC | Machine for plasma cutting of pipes | Orbital plasma cutting machine for cutting pipes | Chain machine "MAXI JOLLI CHAIN MACHINE" with 3-row chain drive, guide belt, with flexible manual drive (optional), with contour cutting device (optional 28 pcs.)

## energy resources
Detailed internal table | [6 empty] | summary table for partners
Request ID | company (beneficiary) | type of energy resource | subtype | type of units of measurement (tons, ...) | amount | delivery time (TO)
| Ministry of Energy of Ukraine | Diesel |  | t | 250 000 | Urgently
| Ministry of Energy of Ukraine | Gasoline |  | t | 80 000 | Urgently
| Ministry of Energy of Ukraine | Motor Oil |  | t | 1,000 | Urgently
| Ministry of Energy of Ukraine | LPG |  | t | 30,000 | Urgently
| Ministry of Energy of Ukraine | Jet Fuel |  | t | 5,000 | Urgently
| JSC "Khmelnitskoblenergo" | Fuel | Gasoline A-92 | l | 60000 | 44652 | LIVINE TRADE LLC (AVIAS), OKKO BUSINESS PARTNER LLC | Khmelnytsky
| JSC "Khmelnitskoblenergo" | Fuel | Gasoline A-95 | l | 13350 | 44652 | LIVINE TRADE LLC (AVIAS), OKKO BUSINESS PARTNER LLC | Khmelnytsky
| JSC "Khmelnitskoblenergo" | Fuel | Diesel fuel | l | 53350 | 44652 | LIVINE TRADE LLC (AVIAS), OKKO BUSINESS PARTNER LLC | Khmelnytsky
| JSC "Khmelnitskoblenergo" | Fuel | Propane gas | l | 33350 | 44652 | LIVINE TRADE LLC (AVIAS), OKKO BUSINESS PARTNER LLC | Khmelnytsky
| JSC "Khmelnitskoblenergo" | Fuel | Methane gas | m3 | 33350 | 44652 | EKOTRANSGAZ LLC | Khmelnytsky
| JSC "Khmelnitskoblenergo" | Car oil | Olive 15W40 | l | 350 | 44652 | EURO OIL GROUP LLC | Khmelnytsky
| JSC "Khmelnitskoblenergo" | Car oil | Olive 10W40 | l | 1000 | 44652 | EURO OIL GROUP LLC | Khmelnytsky
| JSC "Khmelnitskoblenergo" | Diesel automobile oil | Olive M10G2K | l | 670 | 44652 | EURO OIL GROUP LLC | Khmelnytsky
| SE "Regional electric networks" | Diesel |  | t | 44684 | Urgently
| SE "Regional electric networks" | Gasoline | A-92 | t | 44687 | Urgently
| JSC "Mykolaivoblenergo" | Diesel |  | t. | 10 | 3 days
| JSC "Mykolaivoblenergo" | Gasoline | A-92 | t. | 12 | 3 days
| JSC "Mykolaivoblenergo" | Gasoline | A-95 | t. | 4 | 3 days
| JSC "Mykolaivoblenergo" | Olive M10G2K |  | t. | 44682 | 3 days
|  | Coolant |  | l. | 500 | 7 days
|  | Engine oil for gasoline engines |  | t. | 1 | 7 days
|  | Engine oil for diesel engines |  | t. | 44682 | 7 days
r_03359500_1 | JSC "Kharkivgaz" | Gasoline | A-92 / A-95 | l | 240
r_03359500_2 | JSC "Kharkivgaz" | Diesel |  | l | 385
r_03359552_1 | JSC "Kharkivmiskgaz" | Gasoline | A-92 / A-95 | l | 240
r_03359552_2 | JSC "Kharkivmiskgaz" | Diesel |  | l | 290
r_03358104_1 | JSC "Chernihivhaz" | Gasoline | A-92 / A-95 | l | 360
r_03358104_2 | JSC "Chernihivhaz" | Diesel |  | l | 273
r_33426253_1 | SE SELIDOVUHILLIA | Gasoline | A-92 / A-95 | l | 120
r_33426253_2 | SE SELIDOVUHILLIA | Diesel |  | l | 420
r_00131245_1 | VUHLEHIRSKA HPP OF "TSENTRENERHO" PJSC | coal | G, DG | t | 210000
r_00131245_2 | VUHLEHIRSKA HPP OF "TSENTRENERHO" PJSC | fuel oil | M-100 | t | 1280
r_05471247_1 | ZMIYIVSKA HPP OF OF "TSENTRENERHO" PJSC | coal | G, DG, A, P | t | 330000
r_05471247_2 | ZMIYIVSKA HPP OF OF "TSENTRENERHO" PJSC | fuel oil | M-100 | t | 3240
r_22927045_1 | TRYPILSKA HPP OF OF "TSENTRENERHO" PJSC | coal | G, DG | t | 230000
r_22927045_2 | TRYPILSKA HPP OF OF "TSENTRENERHO" PJSC | fuel oil | M-100 | t | 1500
r_22927045_3 | TRYPILSKA HPP OF OF "TSENTRENERHO" PJSC | diesel |  | t | 83.128 | 44666
r_22927045_4 | TRYPILSKA HPP OF OF "TSENTRENERHO" PJSC | petrol | A-95 | tone | 9.774 | 44651
r_23243188_1 | DTEK KYIV REGIONAL GRIDS PRIVATE JOINT-STOCK COMPANY | petrol 92 |  | liter | 197000
r_23243188_2 | DTEK KYIV REGIONAL GRIDS PRIVATE JOINT-STOCK COMPANY | petrol 92 |  | liter | 45000
r_23243188_1 | DTEK KYIV REGIONAL GRIDS PRIVATE JOINT-STOCK COMPANY | diesel |  | liter | 130000
r_ 05471230_1er | PJSC KHARKIV CHPP-5 | Hydrazine Hydrate |  | liter | 200 | Urgently to 04.03.2022
r_ 05471230_2er | PJSC KHARKIV CHPP-5 | Lime |  | tone | 60 | Urgently to 04.03.2022
Note on F25: ====== ID # AAAAVUHtLik Andriy Ursta (2022-03-03 06:04:47) Here and the next line is about daily fuel consumption. Which multiplier to apply to it? Stock for the month?

## humanitarian needs
| Detailed internal table |  |  |  |  | summary table for partners
Request ID | company (beneficiary) | name (required) | description (characteristics) | units
r_30019775_1 | SC UKRGASVYDOBUVANNYA | Sets of first-aid kits (army type) | pcs | 500
r_30019775_2 | SC UKRGASVYDOBUVANNYA | Fast food kits (dry soldering) |  | 17000
r_00131245_1 | VUHLEHIRSKA HPP OF "TSENTRENERHO" PJSC | Sodium caustic technical (caustic soda.) 100% |  | t | 30
r_00131245_2 | VUHLEHIRSKA HPP OF "TSENTRENERHO" PJSC | Sulfuric acid 100% |  | t | 60
r_00131245_3 | VUHLEHIRSKA HPP OF "TSENTRENERHO" PJSC | Quicklime |  | t | 60
r_00131245_4 | VUHLEHIRSKA HPP OF "TSENTRENERHO" PJSC | Hypochlorite |  | t | 35
r_00131245_5 | VUHLEHIRSKA HPP OF "TSENTRENERHO" PJSC | Diesel fuel |  | t | 30
r_05471247_1 | ZMIYIVSKA HPP OF OF "TSENTRENERHO" PJSC | Grinding balls | at hardness more than 400 NV | t | 40.8082
r_05471247_2 | ZMIYIVSKA HPP OF OF "TSENTRENERHO" PJSC | Gasoline | B-70 | t | 0.20295
r_05471247_3 | ZMIYIVSKA HPP OF OF "TSENTRENERHO" PJSC | Kerosene |  | t | 0.38972
r_05471247_4 | ZMIYIVSKA HPP OF OF "TSENTRENERHO" PJSC | Turbine oil | TP-22C | t | 24.8815
r_05471247_5 | ZMIYIVSKA HPP OF OF "TSENTRENERHO" PJSC | Olive | KS-19 | t | 1.125
r_05471247_6 | ZMIYIVSKA HPP OF OF "TSENTRENERHO" PJSC | Olive | I-40 | t | 1.25
r_05471247_7 | ZMIYIVSKA HPP OF OF "TSENTRENERHO" PJSC | Olive | M14B2 | t | 0.35
r_05471247_8 | ZMIYIVSKA HPP OF OF "TSENTRENERHO" PJSC | Hydro-transmission | C-4, TO-4, SAE 10W (Spirax S4CX10W) | l | 268.9726
r_05471247_9 | ZMIYIVSKA HPP OF OF "TSENTRENERHO" PJSC | Transmission | Api GL-5, SAE 85W140 (SHELL Spirax AXLE 85W140) | l | 101.3014
r_05471247_10 | ZMIYIVSKA HPP OF OF "TSENTRENERHO" PJSC | Olive | M10G2K | t | 0.775
r_05471247_11 | ZMIYIVSKA HPP OF OF "TSENTRENERHO" PJSC | Industrial oil | IGP-30 | t | 0.05
r_05471247_12 | ZMIYIVSKA HPP OF OF "TSENTRENERHO" PJSC | Oil | Litol-24 | t | 0.375
r_05471247_13 | ZMIYIVSKA HPP OF OF "TSENTRENERHO" PJSC | Transmission oil | ATF | l | 8.7329
r_05471247_14 | ZMIYIVSKA HPP OF OF "TSENTRENERHO" PJSC | Olive | PROZINT 2 | l | 10.166
r_05471247_15 | ZMIYIVSKA HPP OF OF "TSENTRENERHO" PJSC | Olive | SHELL 15W40 (SAE 15W40 APi CH-4) | l | 154.2808
r_05471247_16 | ZMIYIVSKA HPP OF OF "TSENTRENERHO" PJSC | Oil | "Mobilux EP-2" | kg | 3.1392
r_05471247_17 | ZMIYIVSKA HPP OF OF "TSENTRENERHO" PJSC | GUR oil | PSF-3 | t | 0.0011644
r_05471247_18 | ZMIYIVSKA HPP OF OF "TSENTRENERHO" PJSC | Oil for power steering, automatic transmission | ATF | t | 0.0011644
r_05471247_19 | ZMIYIVSKA HPP OF OF "TSENTRENERHO" PJSC | motor oil | API SM / CI 10W30 | t | 0.045411
r_05471247_20 | ZMIYIVSKA HPP OF OF "TSENTRENERHO" PJSC | motor oil | API SG / CD 10W40 | t | 0.083836
r_05471247_21 | ZMIYIVSKA HPP OF OF "TSENTRENERHO" PJSC | Transmission oil | 85W90 API GL-5 | t | 0.0034932
r_05471247_22 | ZMIYIVSKA HPP OF OF "TSENTRENERHO" PJSC | Coolant liquid | G12 + | t | 0.05589
r_05471247_23 | ZMIYIVSKA HPP OF OF "TSENTRENERHO" PJSC | Oil | SKF CGET 2 | kg | 0.97808
r_05471247_24 | ZMIYIVSKA HPP OF OF "TSENTRENERHO" PJSC | Transmission oil | SHELL TELLUS 68 (ISO 68) | l | 170.2911
r_05471247_25 | ZMIYIVSKA HPP OF OF "TSENTRENERHO" PJSC | Oil | NK-50 or GAZ-41 | t | 0.00096062
r_05471247_26 | ZMIYIVSKA HPP OF OF "TSENTRENERHO" PJSC | Silica gel |  | kg | 0.57462
r_05471247_27 | ZMIYIVSKA HPP OF OF "TSENTRENERHO" PJSC | Quicklime |  | t | 66.4381
r_05471247_28 | ZMIYIVSKA HPP OF OF "TSENTRENERHO" PJSC | Sulfuric acid |  | t | 273.275
r_05471247_29 | ZMIYIVSKA HPP OF OF "TSENTRENERHO" PJSC | Anthracite filtrate | fr. 1.8-3.5 mm | t | 2
r_05471247_30 | ZMIYIVSKA HPP OF OF "TSENTRENERHO" PJSC | Strong acid cation exchange resin | Amberlight IR 120H | l | 2500
r_05471247_31 | ZMIYIVSKA HPP OF OF "TSENTRENERHO" PJSC | Strong basic anion exchange resin | Amberlight IRA-900CI | l | 125.3425
r_05471247_32 | ZMIYIVSKA HPP OF OF "TSENTRENERHO" PJSC | Weak basic anion exchange resin | Amberlight IRA-67 | l | 2500
r_05471247_33 | ZMIYIVSKA HPP OF OF "TSENTRENERHO" PJSC | Sodium hypochlorite |  | t | 4.065
r_05471247_34 | ZMIYIVSKA HPP OF OF "TSENTRENERHO" PJSC | Salt |  | t | 7.85
r_05471247_35 | ZMIYIVSKA HPP OF OF "TSENTRENERHO" PJSC | Hydrazine hydrate |  | t | 0.5025
r_22927045_1 | TRYPILSKA HPP OF OF "TSENTRENERHO" PJSC | TAD-17 |  | t | 0.329
r_22927045_2 | TRYPILSKA HPP OF OF "TSENTRENERHO" PJSC | SAE 10W |  | t | 0.283
r_22927045_3 | TRYPILSKA HPP OF OF "TSENTRENERHO" PJSC | M-10V2 |  | t | 0.01
r_22927045_4 | TRYPILSKA HPP OF OF "TSENTRENERHO" PJSC | Mobile-1 Sint "S" 5W40 |  | t | 0.029
r_22927045_5 | TRYPILSKA HPP OF OF "TSENTRENERHO" PJSC | SAE 15W40 |  | t | 1.536
r_22927045_6 | TRYPILSKA HPP OF OF "TSENTRENERHO" PJSC | NLQI-2 grease |  | t | 0.044
r_22927045_7 | TRYPILSKA HPP OF OF "TSENTRENERHO" PJSC | Sulfuric acid |  | t | 34.118
r_22927045_8 | TRYPILSKA HPP OF OF "TSENTRENERHO" PJSC | Caustic soda |  | t | 16.204
r_22927045_9 | TRYPILSKA HPP OF OF "TSENTRENERHO" PJSC | Quicklime |  | t | 21.502
r_30019775_1 | SC UKRGASVYDOBUVANNYA | Body armor (lightweight type) |  | pcs | 450
r_30019775_2 | SC UKRGASVYDOBUVANNYA | Military helmet |  | pcs | 450
r_30019775_3 | SC UKRGASVYDOBUVANNYA | Insulating gas mask |  | pcs | 150
r_30019775_4 | SC UKRGASVYDOBUVANNYA | Gas mask | panoramic mask and combined filter | pcs | 700
r_ 05471230_1hn | PJSC KHARKIV CHPP-5 | Flour | wheaten | kg | 49 000
r_ 05471230_2hn | PJSC KHARKIV CHPP-5 | Flour | rye | kg | 21,000
r_ 05471230_3hn | PJSC KHARKIV CHPP-5 | Sugar |  | kg | 9 900
r_ 05471230_4hn | PJSC KHARKIV CHPP-5 | Cereals | buckwheat | kg | 7,000
r_ 05471230_5hn | PJSC KHARKIV CHPP-5 | Cereals | wheaten | kg | 7,000
r_ 05471230_6hn | PJSC KHARKIV CHPP-5 | preserves | meat in assortment | in cans | 3,750
r_ 05471230_7hn | PJSC KHARKIV CHPP-5 | preserves | fish in assortment | in cans | 3,200
r_ 05471230_8hn | PJSC KHARKIV CHPP-5 | Condensed milk |  | in cans | 2 640
r_ 05471230_9hn | PJSC KHARKIV CHPP-5 | Cookies |  | packaging | 3 430
r_ 05471230_10hn | PJSC KHARKIV CHPP-5 | Water | drinking | in 6 liter bottle | 14,800
r_ 05471230_11hn | PJSC KHARKIV CHPP-5 | Pasta | in assortment | kg | 9 850
r_ 05471230_12hn | PJSC KHARKIV CHPP-5 | Potato |  | liter | 7,500
r_ 05471230_13hn | PJSC KHARKIV CHPP-5 | Carrot |  | kg | 2,500
r_ 05471230_14hn | PJSC KHARKIV CHPP-5 | Chicken | in assortment | kg | 1,200 th most common
r_ 05471230_15hn | PJSC KHARKIV CHPP-5 | Thermal underwear | in assortment | kg | 560
r_ 05471230_16hn | PJSC KHARKIV CHPP-5 | Machine oil |  | pcs | 1,700
r_ 05471230_17hn | PJSC KHARKIV CHPP-5 | Gasoline | A-92 | liter | 8,500
r_ 05471230_18hn | PJSC KHARKIV CHPP-5 | Gasoline | A-95 | liter | 9,200
r_ 05471230_19hn | PJSC KHARKIV CHPP-5 | Diesel fuel |  | liter | 12,000
r_ 05471230_20hn | PJSC KHARKIV CHPP-5 | Glass | 5 mm | m 2 | 10,000

## contacts
company | Request ID | contact person | tel_1 | tel_2 | mail
Ministry of Energy of Ukraine (oil products) |  | Mykola Kolisnyk | 0038 050 151 99 01
LUHANSKE ENERHETYCHNE OBYEDNANNIA LLC |  | Sulzhenko Serhiy | 0038 050 476 33 82
NPC UKRENERGO |  | L.A. Krasnyanskyy
GAS TSO OF UKRAINE LLC
CHERNIHIVOBLENERHO PJSC
DTEK KYIV GRIDS PRIVATE JOINT-STOCK COMPANY
JSC "Khmelnitskoblenergo" |  | Gutsal Sergey Arkadyevich | 0038 050-37-62-416 | 0038 038-26-95-350 | gutsal.sa@hoe.com.ua
JSC "Khmelnitskoblenergo" |  | Petrenko Sergey Leonidovich | 0038 067-43-58-120 | 0038 095-00-15-994 | petrenkosergey@hoe.com.ua
JSC "Khmelnitskoblenergo" |  | Butryk Serhiy Leonidovych | 0038 067-38-11-411 |  | butryk.sl@hoe.com.ua
JSC "Khmelnitskoblenergo" |  | Melnyk Valeriy Valeriyovych | 0038 067-42-38-887 | 0038 0382-78-78-32 | melnyk.vv@hoe.com.ua
JSC "Khmelnitskoblenergo" |  | Butryk Serhiy Leonidovych | 0038 067-38-11-411 |  | butryk.sl@hoe.com.ua
DTEK Odessa Electric Grids |  | Peskov Sergiy | 380503952569 |  | pieskovSA@dtek.com
SE "Regional electric networks" |  | Acting General Director: Ruslan Leonidovich Tkachenko | 0038 050 3122056 |  | ruslan-t@ukr.net
SE "Regional electric networks" |  | Deputy General Director for Technical Development: Babych Serhiy Volodymyrovych | 0038 050 3954453 |  | babich0707@gmail.com
SE "Regional electric networks" |  | Head of the Technical Development Department: Khodos Oleksandr Petrovich | 0038 067 2455055 |  | alexandr_khodos@meta.ua
SE "Regional electric networks" |  | Head of the Electrical Engineering Department: Lytvyn Mykola Andriyovych | 0038 067 2455077 |  | alexandr_khodos@meta.ua
SE "Regional electric networks" |  | Director of the Donetsk branch: Vagis Volodymyr Volodymyrovych | 0038 067 2455151 | 0038 099 0528886 | eugeniya.buriak@gmail.com
SE "Regional electric networks" |  | Director of the Luhansk branch: Tsykuntsov Alexey Vasilyevich | 0038 050 4708520 |  | teh_direktor@ukr.net
JSC "Mykolaivoblenergo" |  | Larin Mykola Viktorovych | 0038 050 493 89 54, 0038 067 690 40 98 | 0038 0512 53 93 65 | ptsnoe@gmail.com Larin_n@energy.mk.ua
JSC "Mykolaivoblenergo" |  | Kovalev Sergey Ivanovich | 0038 067 487 84 62 |  | kovalov_s@energy.mk.ua
Dnieper Electric Networks |  | Cherkashin Dmitry
Dnieper Electric Networks |  | Lobza Alexander
Dnieper Electric Networks |  | Dralov Anton
PRIVATE JOINT STOCK COMPANY KHARKIV CHPP-5 (PJSC KHARKIV CHPP-5) | r_ 05471230 | Kozlakov Alexander | 380503016000

## delivery inland
Request ID | company | region | delivery method | delivery address | …
| JSC "Khmelnitskoblenergo" | Khmelnytsky region | Delivery by the supplier to the SRF warehouse | Khmelnytsky, Hranovsky street, 11A
| JSC "Khmelnitskoblenergo" | Khmelnytsky region | Delivery by the supplier to the SRF warehouse | Khmelnytsky, Hranovsky street, 11A
| JSC "Khmelnitskoblenergo" | Khmelnytsky region | Delivery by the supplier to the SRF warehouse | Khmelnytsky, Hranovsky street, 11A
| JSC "Khmelnitskoblenergo" | Khmelnytsky region | Delivery by the supplier to the SRF warehouse | Khmelnytsky, M. Krasovsky Street 2
| JSC "Khmelnitskoblenergo" | Khmelnytsky region | Delivery by the supplier to the SRF warehouse | Khmelnytsky, Hranovsky street, 11A
r_ 05471230 | PJSC KHARKIV CHPP-5 | Kharkiv region |  | Ukraine, 62371, Kharkiv region, Kharkiv district, Podvirky village

## lists
unified lists of options for a given indicator. Needed to simplify database maintenance
type of units (units of measurement)
kg | kg
km | km
KMP
set
set
m
M3
from
t
pcs | unit
comp
m
m / kg
mr
m2
pcs
pcs
phase
piece
set
sq.m
t
t
tone
tons

## Sheet1
NEK UE equipment needs
LEO needs in repair equipment
NPC UKRENERGO | S2DAT-362 of firm "ALSTOM", or equivalent